## Cover
QSAN Technology, Inc.
XCubeNAS Compatibility Matrix
Version 202004
114 台北市內湖區瑞湖街103號4樓
4F., No.103, Ruihu St., Neihu Dist., Taipei City 114, Taiwan (R.O.C.)
TEL : +886-2-7720-2118 FAX : +886-2-7720-0295

## Disclaimer
Disclaimer
1. | The compatibility matrix is for reference purpose only. It is subject to update at any time without notice.
2. | The compatibility test uses the versions as listed only.
3. | Althouth the test may spend a few hours up to a few days, it does not garentee the quality or reliability of these devices. The 3rd party device which has been listed means that it can work with our product at the time when testing it.

## Revision History
Revision History
Date | Version | Description | Editor
2021-07-02 | 202108 | Add: | Dexter yao
2.5" Samsung, 870 QVO, MZ-77Q8T0, SATA SSD, 8TB
2.5" Samsung, 870 QVO, MZ-77Q4T0, SATA SSD, 4TB
2.5" Samsung, 870 QVO, MZ-77Q2T0, SATA SSD, 2TB
2.5" Samsung, 870 QVO, MZ-77Q1T0, SATA SSD, 1TB
3.5" Seagate,Exos 7E8, ST1000NM002A, SATA HDD, 1TB
3.5" Seagate,Exos 7E8, ST1000NM000A, SATA HDD, 1TB
3.5" Seagate,Exos 7E8, ST2000NM000A, SATA HDD, 2TB
3.5" Seagate,Exos 7E8, ST3000NM004A, SATA HDD, 3TB
3.5" Seagate,Exos 7E8, ST3000NM000A, SATA HDD, 3TB
3.5" Seagate,Exos 7E8, ST4000NM013A, SATA HDD, 4TB
3.5" Seagate,Exos 7E8, ST4000NM000A, SATA HDD, 4TB
3.5" Seagate,Exos 7E8, ST6000NM002A , SATA HDD, 6TB
2021-07-13 | 202107 | Add: | Dexter yao
3.5" Samsung, PM883 series
2021-05-17 | 202105 | Add : | Dexter yao
3.5" WD, HC550 series, SATA HDD
3.5" Ironwolf, CimarronBP, ST8000VN004, SATA HDD, 8TB
3.5" Ironwolf, CimarronBP, ST10000VN004, SATA HDD, 10TB
3.5" Ironwolf pro, CimarronBP series, SATA HDD
3.5" SkyHawk, ST8000VX0022, SATA HDD, 8TB
2.5" Cruial MX500, CT250MX**** series, SATA SSD
2021-04-06 | 202104 | Add: | Dexter yao
3.5" WD, Gold, WD**1KRYZ series, SATA HDD
2.5" Kioxia, HK6-R series, KHK61RSE7***** series, SATA SSD
2.5" Seagate, Nytro XF1551 series, XA****ME10063 series, SAS SSD
2.5" Seagate, Nytro XF1351 series, XA****LE10063 series, SAS SSD
2.5" Samsung, SM883 series, MZ7KH***HALS series, SAS SSD
3.5" Seagate, Enterprise, ST6000NM0034, SATA HDD, 6TB
3.5" Seagate, Enterprise, ST4000NM0034, SATA HDD, 4TB
3.5" Seagate, Enterprise, ST2000NM0034, SATA HDD, 2TB
Switch, EnGenius, ECS5512
Switch, EnGenius, ECS5512FP
2021-03-05 | 202103 | Add: | Dexter yao
3.5 WD, Ultrastar HC520, HUH721212AL5204, SAS HDD, 12TB
3.5 WD, Ultrastar HC520, HUH721212AL5205, SAS HDD, 12TB
3.5 WD, Ultrastar HC520, HUH721212AL5201, SAS HDD, 12TB
|  | 2.5" Kioxia, PM5-M, KPM51MUG**** Series, SAS SSD | Dexter yao
2.5" Kioxia, PM5-V, KPM51VUG**** Series, SAS SSD
2.5" Kioxia, PM5-R, KPM51RUG**** Series, SAS SSD
2.5" Kioxia, PX05SMB*** Series, SAS SSD
2.5" Kioxia, Ultrastar DC SS530, WUSTM32****204 series, SAS SSD
2.5" Kioxia, Ultrastar DC SS530, WUSTR64****204 series, SAS SSD
2.5" Kioxia, Ultrastar DC SS530, WUSTR15****204 series, SAS SSD
2021-02-24 | 202102 | Add: | Dexter yao
2.5" Samasung, PM1643a, MZILT15THALA-00007, SAS SSD, 15.35TB
2.5" Samasung, PM1643a, MZILT1T9HBJR-00007, SAS SSD, 1.92TB
2.5" Samasung, PM1643a, MZILT30THALA-00007, SAS SSD, 30.72TB
2.5" Samasung, PM1643a, MZILT3T8HBLS-00007, SAS SSD, 3.84TB
2.5" Samasung, PM1643a, MZILT7T6HALA-00007, SAS SSD, 7.68TB
2.5" Samasung, PM1643a, MZILT960HBHQ-00007, SAS SSD, 960GB
2.5" Samasung, PM1643, MZILT15THMLA-00007, SAS SSD, 15.35TB
2.5" Samasung, PM1643, MZILT1T9HAJQ-00007, SAS SSD, 1.92TB
2.5" Samasung, PM1643, MZILT30THMLA-00007, SAS SSD, 30.72TB
2.5" Samasung, PM1643, MZILT3T8HALS-00007, SAS SSD, 3.84TB
2.5" Samasung, PM1643, MZILT7T6HMLA-00007, SAS SSD, 7.68TB
2.5" Samasung, PM1643, MZILT960HAHQ-00007, SAS SSD, 960GB
2021-01-15 | 202101 | Add: | Dexter yao
2.5" WD, DC SN840, WUS4BA119DSP3Xz, NVME SSD, 1.92TB
2.5" WD, DC SN840, WUS4BA138DSP3Xz, NVME SSD, 3.84TB
2.5" WD, DC SN840, WUS4BA176DSP3Xz, NVME SSD, 7.68TB
2.5" WD, DC SN840, WUS4BA1A1DSP3Xz, NVME SSD, 15.36TB
2.5" WD, DC SN840, WUS4C6416DSP3Xz, NVME SSD, 1.6TB
2.5" WD, DC SN840, WUS4C6432DSP3Xz, NVME SSD, 3.2TBD46:D48
2.5" WD, DC SN840, WUS4C6464DSP3Xz, NVME SSD, 6.4TB
2020-11-05 | 202011 | Add: | Dexter Yao
3.5" Seagate, EXOS, ST4000NM002A, SATA HDD, 4TB
3.5" Seagate, SkyhawkAI, ST18000VE002 , SATA HDD, 18TB
3.5" Seagate, SkyhawkAI, ST16000VE002 , SATA HDD, 16TB
3.5" Seagate, SkyhawkAI, ST14000VE0008 , SATA HDD, 14TB
3.5" Seagate, SkyhawkAI, ST12000VE001 , SATA HDD, 12TB
3.5" Seagate, SkyhawkAI, ST10000VE001 , SATA HDD, 10TB
3.5" Seagate, EXOS, ST18000NM000J , SATA HDD, 18TB
3.5" Seagate, EXOS, ST18000NM001J , SATA HDD, 18TB
3.5" Seagate, EXOS, ST16000NM000J , SATA HDD, 16TB
3.5" Seagate, EXOS, ST16000NM001J , SATA HDD, 16TB
3.5" Seagate, EXOS, ST18000NM004J , SAS HDD, 18TB
3.5" Seagate, EXOS, ST18000NM005J , SAS HDD, 18TB
3.5" Seagate, EXOS, ST18000NM007J , SAS HDD, 18TB
3.5" Seagate, EXOS, ST16000NM004J , SAS HDD, 16TB
3.5" Seagate, EXOS, ST16000NM005J , SAS HDD, 16TB
3.5" Seagate, EXOS, ST16000NM007J , SAS HDD, 16TB
2.5" Seagate, Nytro 3532, XS6400LE70084, SAS SSD, 6.4TB
2.5" Seagate, Nytro 3532, XS3200LE70084, SAS SSD, 3.2TB
2.5" Seagate, Nytro 3532, XS1600LE70084, SAS SSD, 1.6TB
2.5" Seagate, Nytro 3532, XS800LE70084, SAS SSD, 800GB
2.5" Seagate, Nytro 3532, XS6400LE70094, SAS SSD, 6.4TB
2.5" Seagate, Nytro 3532, XS3200LE70094, SAS SSD, 3.2TB
2.5" Seagate, Nytro 3532, XS1600LE70094, SAS SSD, 1.6TB
2.5" Seagate, Nytro 3532, XS800LE70094, SAS SSD, 800GB
2.5" Seagate, Nytro 3532, XS6400LE70104, SAS SSD, 6.4TB
2.5" Seagate, Nytro 3532, XS3200LE70104, SAS SSD, 3.2TB
2.5" Seagate, Nytro 3532, XS1600LE70104, SAS SSD, 1.6TB
2.5" Seagate, Nytro 3532, XS800LE70104, SAS SSD, 800GB
2.5" Seagate, Nytro 3532, XS6400LE70114, SAS SSD, 6.4TB
2.5" Seagate, Nytro 3532, XS3200LE70114, SAS SSD, 3.2TB
2.5" Seagate, Nytro 3532, XS1600LE70114, SAS SSD, 1.6TB
2.5" Seagate, Nytro 3532, XS800LE70114, SAS SSD, 800GB
3.5" Thoshiba, MG08, MG08ACA16TAJ , SATA HDD, 16TB
3.5" Thoshiba, MG08, MG08ACP16TA , SATA HDD, 16TB
3.5" Thoshiba, MG08, MG08ACA16TE , SATA HDD, 16TB
3.5" Thoshiba, MG08, MG08ACP16TE , SATA HDD, 16TB
3.5" Thoshiba, MG08, MG08SCA16TA , SAS HDD, 16TB
3.5" Thoshiba, MG08, MG08SCP16TA , SAS HDD, 16TB
3.5" Thoshiba, MG08, MG08SCA16TE , SAS HDD, 16TB
3.5" Thoshiba, MG08, MG08SCP16TE , SAS HDD, 16TB
2020-10-05 | 202010 | Add: | Dexter Yao
3.5", WD, DC HC550, WUH721818ALE6L4, SATA HDD, 18TB
3.5", WD, DC HC550, WUH721818ALE6L1, SATA HDD, 18TB
3.5", WD, DC HC550, WUH721816ALE6L1, SATA HDD, 16TB
3.5", WD, DC HC550, WUH721816ALE6L1, SATA HDD, 16TB
3.5", WD, DC HC550, WUH721818AL5200, SAS HDD, 18TB
3.5", WD, DC HC550, WUH721818AL5201, SAS HDD, 18TB
3.5", WD, DC HC550, WUH721818AL5204, SAS HDD, 18TB
3.5", WD, DC HC550, WUH721818AL5205, SAS HDD, 18TB
3.5", WD, DC HC550, WUH721816AL5201, SAS HDD, 16TB
3.5", WD, DC HC550, WUH721816AL5204, SAS HDD, 16TB
3.5", WD, DC HC550, WUH721816AL5205, SAS HDD, 16TB
2.5" Toshiba, XD5, KXD51RUE960G, NVMe SSD, 960Gb
2.5" Toshiba, XD5, KXD51RUE1T92, NVMe SSD, 1.92Tb
2.5" Toshiba, XD5, KXD51RUE3T84, NVMe SSD, 3.84Tb
2.5" Toshiba, CD5, KCD51LUG960G, NVMe SSD, 960Gb
2.5" Toshiba, CD5, KCD5XLUG960G, NVMe SSD, 960Gb
2.5" Toshiba, CD5, KCD5DLUG960G, NVMe SSD, 960Gb
2.5" Toshiba, CD5, KCD5FLUG960G, NVMe SSD, 960Gb
2.5" Toshiba, CD5, KCD51LUG1T92, NVMe SSD, 1.92Tb
2.5" Toshiba, CD5, KCD5XLUG1T92, NVMe SSD, 1.92Tb
2.5" Toshiba, CD5, KCD5DLUG1T92, NVMe SSD, 1.92Tb
2.5" Toshiba, CD5, KCD5FLUG1T92, NVMe SSD, 1.92Tb
2.5" Toshiba, CD5, KCD51LUG3T84, NVMe SSD, 3.84Tb
2.5" Toshiba, CD5, KCD5XLUG3T84, NVMe SSD, 3.84Tb
2.5" Toshiba, CD5, KCD5DLUG3T84, NVMe SSD, 3.84Tb
2.5" Toshiba, CD5, KCD5FLUG3T84, NVMe SSD, 3.84Tb
2.5" Toshiba, CD5, KCD51LUG7T68, NVMe SSD, 7.68Tb
2.5" Toshiba, CD5, KCD5XLUG7T68, NVMe SSD, 7.68Tb
2.5" Toshiba, CD5, KCD5DLUG7T68, NVMe SSD, 7.68Tb
2.5" Toshiba, CD5, KCD5FLUG7T68, NVMe SSD, 7.68Tb
2020-09-05 | 202009 | Add: | Dexter Yao
Nytro 3032 Family, include 332(1 DWPD)/3532(3 DWPQ)/3732(10 DWPD).
10GbE NIC - Intel Ethernet Converged Network Adapter X540-T2
3.5", WD, DC HC550, WUH721816AL5204, SAS HDD, 16TB
3.5", Toshiba, MG07SCA12TE, SAS HDD 12TB
2.5", WD, WUH721414AL5204, SAS HDD 14TB
3.5", Seagate, Nytro 3332, SAS SSD, 960Gb
3.5", WD, WUS721010AL5204, SAS HDD 10TB
3.5", Seage, ST12000NM0038, SAS HDD, 12TB
3.5", Seage, ST10000NM0528, SAS HDD, 10TB
3.5", Seage, ST8000NM006A, SAS HDD, 8TB
3.5", Seagate, ST4000NM011A, SAS HDD, 4TB
3.5", Seagate, ST16000NM002G, SAS HDD, 16TB
3.5", Seagate, ST14000NM002G, SAS HDD, 14TB
3.5", Seagate, ST12000NM002G, SAS HDD, 12TB
3.5", Seagate, ST10000NM002G, SAS HDD, 10TB
3.5", Ironwolf, ST18000NE000, SATA HDD, 18TB
2.5", Ironwolf, ZA3840NX100001, SATA SSD, 3.84TB
2.5", Ironwolf, ZA4000NM10002, SATA SSD, 2TB
2.5", Ironwolf, ZA4000NM10002, SATA SSD, 1TB
2.5", Ironwolf, ZA4000NM10002, SATA SSD, 500GB
2.5", Ironwolf, ZA4000NM10002, SATA SSD, 250GB
2020-08-06 | 202008 | Add: | Dexter Yao
2.5", Ironwolf, ZA4000NM10002, SATA SSD, 4TB
2020-05-05 | 202005 | Add: | Dexter Yao
3.5" SATA HDD,WD, DC HC330 SATA HDD, WUS721010ALE6L4, 10TB
2020-04-14 | 202004 | Add: | Dexter Yao
3.5" SAS HDD,WD, DC HC330 SAS HDD, WUS721010AL5204, 10TB
3.5" SAS HDD,Seagate EXOS 7E8 HDD ST8000NM006A,SED, 8TB
3.5" SATA HDD,Seagate Exos 7E8 ST4000NM006A,SED, 4TB
2.5" SATA SSD,WD, PC SA530 3D NAND, SDASB8Y - 256 G, 256GB
2020-02-11 | 202002 | Add: | Dexter Yao
2.5" SATA SSD, Micron 5210, MTFDDAK1T9QDE, 1.92TB
2.5" SATA SSD, WD RED,WDS500G1R0A, 500GB
2.5" SATA SSD, WD RED,WDS100T1R0A, 1TB
2.5" SATA SSD, WD RED,WDS200T1R0A, 2TB
2020-01-30 | 202001 | Add: | Dexter Yao
2.5" SATA SSD, WD RED,WDS400T1R0A-68A4W0, 4TB
3.5" SATA HDD, Toshiba MN07ACA14T, 14TB
3.5" SAS HDD, Seagate EXOS, ST14000NM0048, 14TB
2019-11-04 | 201911 | Add: | Dexter Yao
3.5" SATA , WD HC320,HUS728T8TALEL4, 8TB
2019-10-14 | 201910 | Add: | Dexter Yao
3.5" SATA HDD, seagat, Sky Hawk AI, ST16000VE000, 16TB
2019-09-06 | 201909 | Add: | Dexter Yao
2.5" SATA SSD,Toshiba, Intensive SSD, KMP51RUG960G,960GB
2.5" SATA SSD, ADATA, SU900, ASU900SS-512GM, 512GB
2019-08-14 | 201908 | Add: | Dexter Yao
|  | 3.5" SAS HDD, Toshiba, Serial Attached SCSI(12G), MG07SCA14TE , 14TB | Dexter Yao
2.5" SATA SSD, SMI , FerriSSD, MA619GXDIDE, 128GB
3.5" SATA HDD, WD, RED, WD60EFAX , 6TB
3.5" SATA HDD, Seagate, IronWolf, ST6000VN001, 6TB
3.5" SATA HDD, Seagate, Exos 7E8, ST8000NM000A , 8TB
3.5" SATA HDD, Seagate, Enterprise Capacity 3.5 HDDv5, ST6000NM0115 , 6TB
3.5" SATA HDD, Seagate, Surveillance, ST10000VX0004 , 10TB
3.5" SATA HDD, Seagate, EXOS, ST8000NM000A, 8TB
2019-06-05 | 201906 | Add: | Neal Chen
3.5" HDD, Seagate, IronWolf, ST16000VN001, 16TB
3.5" HDD, Seagate, IronWolf Pro, ST16000NE00, 16TB
3.5" HDD, Seagate, IronWolf, ST8000VN004, 8TB
3.5" HDD, Seagate, EXOS X16, ST16000NM001G, 16TB
2.5" NVMe U.2 SSD, Toshiba CM5, KCM51RUG960G, 960GB
2019-05-09 | 201905 | Add: | Neal Chen
2.5” SATA SSD Apacer AS350, 128G
3.5" SATA HDD Western Digital DC HC530 WUH721414ALE6L4, 14TB
3.5" SATA HDD Seagate IronWolf Pro ST8000NE001, 8TB
3.5” SATA HDD Seagate EXOS x14 ST14000NM0018, 14TB
2019-03-04 | 201903 | Add: | Peggy Weng
2.5" SATA SSD, Seagate, Ironwolf 110, ZA3840NM10001, 3.84TB
2.5" SATA SSD, Seagate, Ironwolf 110, ZA1920NM10001, 1.92TB
2.5" SATA SSD, Samsung, SM863a, MZ7KM480HMHQ, 480GB for XN5/7/8000R series
2.5" SATA SSD, Samsung, SM863a, MZ7KM240HMHQ, 240GB for XN5/7/8000R series
3.5" SAS HDD, Western Digital (HGST), Ultrastar DC HC510 (He10), HUH721010AL5200, 10TB
3.5" SAS HDD, Western Digital (HGST), Ultrastar DC HC510 (He10), HUH721008AL5200, 8TB
3.5" SAS HDD, Western Digital (HGST), Ultrastar DC HC320 (7K8), HUS728T8TAL5204, 8TB
2019-01-03 | 201901 | Add: | Peggy Weng
3.5" SAS HDD, Western Digital (HGST), Ultrastar DC HC310 (7K6), HUS726T6TAL5204, 6TB
3.5" SAS HDD, Western Digital (HGST), Ultrastar DC HC310 (7K6), HUS726T4TAL5204, 4TB
3.5" SAS HDD, Western Digital (HGST), Ultrastar DC HC520, HUH721212AL5200-0F29530, 12TB
3.5" SATA HDD, WD, Red Pro, WD8003FFBX, 8TB
3.5" SATA HDD, WD, Red, WD80EFAX, 8TB
2.5" SATA SSD, Seagate, Nytro 1351, XA3840LE10063, 3.84TB
2.5" SATA SSD, Seagate, Nytro 1351, XA1920LE10063, 1.92TB
2.5" SATA SSD, Seagate, Nytro 1351, XA960LE10063, 960GB
2.5" SATA SSD, Seagate, Nytro 1351, XA480LE10063, 480GB
2.5" SATA SSD, Seagate, Nytro 1351, XA240LE10003, 240GB
2.5" SATA SSD, Seagate, Ironwolf 110, ZA960NM10001, 960GB
2.5" SATA SSD, Seagate, Ironwolf 110, ZA480NM10001, 480GB
2.5" SATA SSD, Seagate, Ironwolf 110, ZA240NM10001, 240GB
2018-11-01 | 201811 | Add: | Peggy Weng
3.5" SATA HDD, Toshiba, MG04ACA**** Series, MG04ACA600EY, 6TB
3.5" SATA HDD, Toshiba, MG04ACA**** Series, MG04ACA500EY, 5TB
3.5" SATA HDD, Toshiba, MG04ACA**** Series, MG04ACA400EY, 4TB
3.5" SATA HDD, Toshiba, MG04ACA**** Series, MG04ACA300EY, 3TB
3.5" SATA HDD, Toshiba, MG04ACA**** Series, MG04ACA200EY, 2TB
3.5" NL-SAS HDD, Toshiba, MG06SCA**** Series, MG06SCA10TE, 10TB
3.5" NL-SAS HDD, Toshiba, MG06SCA**** Series, MG06SCA800E, 8TB
3.5" NL-SAS HDD, Toshiba, MG06SCA**** Series, MG06SCA600E, 6TB
2018-09-12 | 201809 | Add: | Peggy Weng
3.5" SATA HDD, Seagate, Ironwolf, ST14000VN0008, 14TB
3.5" SATA HDD, Seagate, Ironwolf, ST12000VN0008, 12TB
3.5" SATA HDD, Seagate, Ironwolf, ST10000VN0008, 10TB
3.5" SATA HDD, Seagate, Ironwolf Pro, ST14000NE0008, 14TB
3.5" SATA HDD, Seagate, Ironwolf Pro, ST12000NE0008, 12TB
3.5" SATA HDD, Seagate, Ironwolf Pro, ST10000NE0008, 10TB
2018-09-03 | 201809 | Add: | Peggy Weng
2.5" SATA SSD Crucial, MX300, CT2050MX300SSD1, 2TB
2.5" SATA SSD Crucial, MX300, CT1050MX300SSD1, 1TB
2.5" SATA SSD Crucial, MX300, CT750MX300SSD1, 750GB
2.5" SATA SSD Crucial, MX300, CT575MX300SSD1, 500GB
2.5" SATA SSD Crucial, MX300, CT275MX300SSD1, 275GB
3.5" SATA HDD Toshiba, MG06ACA***E Series, MG06ACA10TE, 10TB
3.5" SATA HDD Toshiba, MG06ACA***E Series, MG06ACA800E, 8TB
3.5" SATA HDD Toshiba, MG06ACA***E Series, MG06ACA600E, 6TB
3.5" SATA HDD Toshiba, MN0*ACA*** Series, MN06ACA10T, 10TB
2018-07-02 | 201807 | Add: | Peggy Weng
3.5" SAS HDD Seagate, Enterprise Capacity 3.5 HDD (Helium), ST12000NM0027, 12TB
3.5" SAS HDD Seagate, Enterprise Capacity 3.5 HDD (Helium), ST12000NM0037, 12TB
3.5" SATA HDD Seagate, Enterprise Capacity 3.5 HDD (Helium), ST12000NM0007, 12TB
3.5" SATA HDD Seagate, Enterprise Capacity 3.5 HDD (Helium), ST12000NM0017, 12TB
3.5" SATA HDD Seagate, Ironwolf, ST10000VN0004, 10TB
2.5" SAS HDD Toshiba, AL14SXB**E* Series for XN8016R and XN8024R
2.5" SAS HDD Toshiba, AL15SEB**E* Series for XN8016R and XN8024R
UPS, APC, Smart-UPS
Update:
3.5" SATA HDD for XN8016R and XN8024R
3.5" SATA SDD for XN8016R and XN8024R
3.5" SATA HDD Seagate, Ironwolf, ST12000VN0007, 12TB for XN5/7/8000 series
2018-06-01 | 201806 | Add: | Peggy Weng
3.5" SATA HDD HGST, Ultrastar 7K6, HUS726T6TALE6L4, 6TB
3.5" SATA HDD HGST, Ultrastar 7K6, HUS726T4TALE6L4, 4TB
3.5" SATA HDD Seagate, Ironwolf, ST12000VN0007, 12TB for XN3000 series
3.5" SATA HDD Seagate, Surveillance HDD, ST3000VX006, 3TB
3.5" SATA HDD Seagate, Surveillance HDD, ST2000VX003, 2TB
3.5" SATA HDD Seagate, Surveillance HDD, ST3000VX006, 1TB
3.5" SATA HDD Seagate, Ironwolf, ST6000VN0033, 6TB
2.5" PCIe SSD, Seagate, Nytro 5000, XP1920LE10002, 1.92TB
2.5" PCIe SSD, Seagate, Nytro 5000, XP960LE10002 , 960GB
2.5" PCIe SSD, Seagate, Nytro 5000, XP1600HE10002 , 1.6TB
2.5" PCIe SSD, Seagate, Nytro 5000, XP800HE10002 , 800GB
2018-04-01 | 201804 | Add: | Peggy Weng
3.5" SATA HDD, Toshiba, MG04ACA***E Series, MG04ACA400E, 4TB
3.5" SATA HDD, Toshiba, MG04ACA***E Series, MG04ACA300E, 3TB
3.5" SATA HDD, Toshiba, MG04ACA***E Series, MG04ACA200E, 2TB
3.5" SATA HDD, Toshiba, MG07ACA*** Series, MG07ACA14TE, 14TB
3.5" SATA HDD, Toshiba, MG07ACA*** Series, MG07ACA12TE, 12TB
3.5" SATA HDD HGST, Ultrastar He10, HUH721010ALE600, 10TB
3.5" SATA HDD WD, Gold, WD6002FRYZ, 6TB
3.5" SATA HDD WD, Red, WD100EFAX, 10TB
3.5" SATA HDD WD, Red Pro, WD101KFBX, 10TB
3.5" SATA HDD WD, Gold, WD1005FBYZ, 1TB
3.5" SATA HDD WD, Gold, WD2005FBYZ, 2TB
3.5" SATA HDD Seagate, Exos, ST8000AS0003, 8TB for XN5/7/8000 series
Update:
3.5" SATA HDD WD, Purple, WD80PUZX, 8TB for XN3000T series
2018-02-01 | 201802 | Add: | Peggy Weng
3.5" SATA HDD Seagate, Ironwolf, ST8000VN0004, 8TB
3.5" SATA HDD Seagate, Ironwolf, ST2000VN004, 2TB
3.5" SATA HDD, Toshiba, MG04ACA***E Series, MG04ACA600E, 6TB
3.5" SATA HDD, Toshiba, MG04ACA***E Series, MG04ACA50DE, 5TB
3.5" SATA HDD WD, Gold, WD6002FRYZ, 6TB for XN3000T series
2.5" SATA SSD Intel, DC S4600, SSDSC2KG019T7ES, 1.9TB
2.5" SATA SSD Intel, DC S4600, SSDSC2KG960G7ES, 960GB
2.5" SATA SSD Intel, DC S4600, SSDSC2KG480G7ES, 480GB
2.5" SATA SSD Intel, DC S4600, SSDSC2KR240G7ES, 240GB
Update:
3.5" SATA HDD Seagate, Skyhawk, ST10000VX0004, 10TB for XN3000T series
2.5" SATA SSD Intel, DC S3710, SSDSC2BA200G401, 200GB for XN3000T series
2.5" SATA SSD Intel, DC S3520, SSDSC2BB240G701, 240GB for XN3000T series
2.5" SATA SSD Intel, DC S3520, SSDSC2BB150G701, 150GB for XN3000T series
2018-01-02 | 201801 | Add: | Peggy Weng
3.5" SATA HDD HGST,Ultrastar He10, HUH721010ALE601, 10TB
3.5" SATA HDD HGST,Ultrastar He10, HUH721008ALE601, 8TB
3.5" SATA HDD HGST, Ultrastar 7K6000, HUS726060ALE610, 6TB
3.5" SATA HDD HGST, Ultrastar 7K6000, HUS726050ALE610, 5TB
3.5" SATA HDD HGST, Ultrastar 7K6000, HUS726040ALE610, 4TB
3.5" SATA HDD HGST, Ultrastar 7K6000, HUS726020ALE610, 2TB
3.5" SATA HDD, Toshiba, MN0*ACA Series, MN04ACA400, 4TB
3.5" SATA HDD Seagate, Enterprise Capacity 3.5 HDD (v.4), ST6000NM0024, 6TB
3.5" SATA HDD Seagate, Enterprise Capacity 3.5 HDD (v.4), ST6000NM0124, 6TB
3.5" SATA HDD Seagate, Enterprise Capacity 3.5 HDD (v.4), ST5000NM0084, 5TB
3.5" SATA HDD Seagate, Enterprise Capacity 3.5 HDD (v.4), ST5000NM0124, 5TB
3.5" SATA HDD Seagate, Enterprise Capacity 3.5 HDD (v.4), ST4000NM0024, 4TB
3.5" SATA HDD Seagate, Enterprise Capacity 3.5 HDD (v.4), ST4000NM0124, 4TB
3.5" SATA HDD Seagate, Enterprise Capacity 3.5 HDD (v.4), ST2000NM0024, 2TB
3.5" HDD Seagate, Ironwolf, ST4000VN008, 4TB
2.5" SSD Adata, Premier Pro SP900, ASP900SS-128GM, 128GB
2.5" SSD Adata, Premier Pro SP900, ASP900SS-64GM, 64GB
2.5" SSD Micron, M510DC, MTFDDAK600MBP, 600GB
2.5" SSD Micron, M510DC, MTFDDAK480MBP, 480GB
2.5" SSD Micron, M510DC, MTFDDAK240MBP, 240GB
2.5" SSD Micron, M510DC, MTFDDAK120MBP, 120GB
Update:
3.5" HDD WD, Red, WD80EFZX, 8TB for XN3000T series
3.5" HDD WD, Red, WD60EFRX, 6TB for XN3000T series
3.5" HDD WD, Red, WD50EFRX, 5TB for XN3000T series
3.5" HDD WD, Red, WD40EFRX, 4TB for XN3000T series
3.5" HDD WD, Red, WD30EFRX, 3TB for XN3000T series
3.5" HDD WD, Red, WD20EFRX, 2TB for XN3000T series
3.5" HDD WD, Red, WD10EFRX, 1TB for XN3000T series
3.5" HDD Seagate, NAS HDD, ST4000VN000, 4TB for XN3000T series
3.5" HDD Seagate, NAS HDD, ST4000VN003, 4TB for XN3000T series
3.5" HDD Seagate, NAS HDD, ST3000VN000, 3TB for XN3000T series
3.5" HDD Seagate, NAS HDD, ST2000VN000, 2TB for XN3000T series
3.5" HDD Seagate, NAS HDD, ST2000VN001, 2TB for XN3000T series
2017-12-01 | 201712 | 3.5" HDD Toshiba, MD04ACA Series, MD04ACA400, 4TB | Peggy Weng
3.5" HDD Toshiba, DT01ACA Series, DT01ACA200, 2TB
3.5" HDD Toshiba, DT01ACA Series, DT01ACA100, 1TB
3.5" HDD Toshiba, DT01ACA Series, DT01ACA050, 500GB
3.5" HDD Seagate NAS HDD, ST6000NE0023, 6TB
2.5" SATA SSD Seagate, Nytro XF1230 SSD, XF1230-1A1920, 1920GB
2.5" SATA SSD Seagate, Nytro XF1230 SSD, XF1230-1A0960, 960GB
2.5" SATA SSD Seagate, Nytro XF1230 SSD, XF1230-1A0480, 480GB
2.5" SATA SSD Seagate, Nytro XF1230 SSD,XF1230-1A0240, 240GB
2017-11-01 | 201711 | 3.5" SATA HDD HGST, Ultrastar He12, HUH721212ALE600, 12TB | Peggy Weng
3.5" SATA HDD HGST, Ultrastar He12, HUH721212ALE604, 12TB
3.5" SATA HDD WD, Gold, WD121KRYZ , 12TB
3.5" SATA HDD Seagate Ironwolf, ST3000VN007, 3TB
3.5" SATA HDD WD Gold Datacenter Hard Drives, WD4002FYYZ, 4TB
3.5" SATA HDD Toshiba Enterprise Capacity (MG05ACA***E), MG05ACA800E, 8TB
3.5" SATA HDD Toshiba Enterprise Capacity (MG04ACA***N), MG04ACA100N, 1TB
2.5" SATA SSD SanDisk CloudSpeed ECO Gen II, SDL1FCRR-019T, 1.92TB
2.5" SATA SSD SanDisk CloudSpeed ECO Gen II, SDLF1DAR-960G, 960GB
2.5" SATA SSD SanDisk CloudSpeed ECO Gen II, SDLF1DAR-480G, 480GB
2017-10-02 | 201710 | Add: | Peggy Weng
2.5" SATA SSD Samsung, SM863a, MZ-7KM240N, 240GB
2.5" SATA SSD Intel, DC S3710, SSDSC2BA200G401, 200GB
2.5" SATA SSD Intel, DC S3520, SSDSC2BB150G701, 150G
2.5" SATA SSD Intel, DC S3520, SSDSC2BB240G701, 240G
3.5" SATA HDD Seagate, Barracuda, ST1000DM003, 1TB
3.5" SATA HDD Toshiba, Surveillance MD03ACA***V, MD03ACA200V, 2TB
3.5" SATA HDD HGST, Ultrastar 7K2, HUS722T1TALA604, 1TB
2.5" SATA SSD Seagate, Nytro XF1212 SSD, XF1212-1A0512, 480GB
2.5" PCIe SSD HGST, Ultrastar SN100, HUSPR3216ADP301, 3.2TB
2.5" PCIe SSD HGST, Ultrastar SN100, HUSPR3232ADP301, 1.6TB
2.5" PCIe SSD HGST, Ultrastar SN100, HUSPR3280ADP301, 800GB
3.5" SATA HDD Seagate Enterprise Capacity 3.5HDD (Helium) v6, ST10000NM0086, 10TB
3.5" SATA HDD Seagate Enterprise Capacity 3.5HDD (Helium) v6, ST8000NM0206, 8TB
2.5" SATA SSD Micron, 5100 Pro, MTFDDAK960TCB, 960GB
2017-09-05 | 201709 | First release | Peggy Weng

## SATA HDD
[12 empty] | MBR | Kabylake | [5 empty] | Broadwell |  | Apollolake
[12 empty] | XN3004R | XN5004T XN7004T | XN5008T XN7008T XN8008T | XN5004R XN7004R | XN5008R XN7008R XN8008R | XN5012R XN7012R XN8012R | XN8012S | XN7016R XN8016R | XN7024R XN8024R | XN3002T | XN3004T | XN3006T | XN3008T
Vendor | Series | Model | FF | Capacity | Class | RPM | Cache | Comment | Format | Specification | FW
HGST | Ultrastar He12 | HUH721212ALE600 | 3.5 | 12TB |  | 7200 | 256MB |  |  |  |  | V | V | V | V | V | V | V | V | V | V | V | V | V
HGST | Ultrastar He12 | HUH721212ALE604 | 3.5 | 12TB |  | 7200 | 256MB |  |  |  |  | V | V | V | V | V | V | V | V | V | V | V | V | V
HGST | Ultrastar He10 | HUH721010ALE600 | 3.5 | 10TB |  | 7200 | 256MB | 0F27604 | 512e | ISE |  | V | V | V | V | V | V | V | V | V | V | V | V | V
HGST | Ultrastar He10 | HUH721010ALE601 | 3.5 | 10TB |  | 7200 | 256MB |  |  |  |  | V | V | V | V | V | V | V | V | V | V | V | V | V
HGST | Ultrastar He10 | HUH721008ALE601 | 3.5 | 8TB |  | 7200 | 256MB | SED |  |  |  | V | V | V | V | V | V | V | V | V | V | V | V | V
HGST | Ultrastar 7K6000 | HUS726060ALE610 | 3.5 | 6TB |  | 7200 | 128MB |  | 512e | ISE |  | V | V | V | V | V | V | V | V | V | V | V | V | V
HGST | Ultrastar 7K6000 | HUS726050ALE610 | 3.5 | 5TB |  | 7200 | 128MB |  |  |  |  | V | V | V | V | V | V | V | V | V | V | V | V | V
HGST | Ultrastar 7K6000 | HUS726040ALE610 | 3.5 | 4TB |  | 7200 | 128MB |  |  |  |  | V | V | V | V | V | V | V | V | V | V | V | V | V
HGST | Ultrastar 7K6000 | HUS726020ALE610 | 3.5 | 2TB |  | 7200 | 128MB |  |  |  |  | V | V | V | V | V | V | V | V | V | V | V | V | V
HGST | Ultrastar 7K2 | HUS722T1TALA604 | 3.5 | 1TB |  | 7200 | 128MB |  |  |  |  | V | V | V | V | V | V | V | V | V | V | V | V | V
HGST | Ultrastar 7K2 | HUS726T6TALE6L4 | 3.5 | 6TB |  | 7200 | 256MB |  |  |  |  | V | V | V | V | V | V | V | V | V | V | V | V | V
HGST | Ultrastar 7K6 | HUS726T6TALE6L4 | 3.5 | 6TB |  | 7200 | 256MB |  |  |  |  | V | V | V | V | V | V | V | V | V | V | V | V | V
HGST | Ultrastar 7K6 | HUS726T4TALE6L4 | 3.5 | 4TB |  | 7200 | 256MB |  |  |  |  | V | V | V | V | V | V | V | V | V | V | V | V | V
Seagate | EXOS | ST8000AS0003 | 3.5 | 8TB | Enterprise | 5400 | 256MB |  |  |  |  | V | V | V | V | V | V | V | V | V | V | V | V | V
Seagate | EXOS 7E8 | ST6000NM002A | 3.5 | 6TB | Enterprise | 7200 | 256MB |  |  |  |  | V | V | V | V | V | V | V | V | V | V | V | V | V
Seagate | EXOS 7E8 | ST4000NM000A | 3.5 | 4TB | Enterprise | 7200 | 256MB |  |  |  |  | V | V | V | V | V | V | V | V | V | V | V | V | V
Seagate | EXOS 7E8 | ST4000NM013A | 3.5 | 4TB | Enterprise | 7200 | 256MB |  |  |  |  | V | V | V | V | V | V | V | V | V | V | V | V | V
Seagate | EXOS 7E8 | ST3000NM000A | 3.5 | 3TB | Enterprise | 7200 | 256MB |  |  |  |  | V | V | V | V | V | V | V | V | V | V | V | V | V
Seagate | EXOS 7E8 | ST3000NM004A | 3.5 | 3TB | Enterprise | 7200 | 256MB |  |  |  |  | V | V | V | V | V | V | V | V | V | V | V | V | V
Seagate | EXOS 7E8 | ST2000NM000A | 3.5 | 2TB | Enterprise | 7200 | 256MB |  |  |  |  | V | V | V | V | V | V | V | V | V | V | V | V | V
Seagate | EXOS 7E8 | ST1000NM000A | 3.5 | 1TB | Enterprise | 7200 | 256MB |  |  |  |  | V | V | V | V | V | V | V | V | V | V | V | V | V
Seagate | EXOS 7E8 | ST1000NM002A | 3.5 | 1TB | Enterprise | 7200 | 256MB |  |  |  |  | V | V | V | V | V | V | V | V | V | V | V | V | V
Seagate | EXOS 7E8 | ST8000NM000A | 3.5 | 8TB | Enterprise | 7200 | 256MB |  |  |  |  | V | V | V | V | V | V | V | V | V | V | V | V | V
Seagate | EXOS 7E8 | ST4000NM006A | 3.5 | 4TB | Enterprise | 7200 | 256MB | SED |  |  |  | V | V | V | V | V | V | V | V | V | V | V | V | V
Seagate | EXOS 7E8 | ST4000NM002A | 3.5 | 4TB | Enterprise | 7200 | 256MB |  |  |  |  | V | V | V | V | V | V | V | V | V | V | V | V | V
Seagate | EXOS X18 | ST18000NM000J | 3.5 | 18TB | Enterprise | 7200 | 256MB |  |  |  |  | V | V | V | V | V | V | V | V | V | V | V | V | V
Seagate | EXOS X18 | ST18000NM001J | 3.5 | 18TB | Enterprise | 7200 | 256MB |  |  |  |  | V | V | V | V | V | V | V | V | V | V | V | V | V
Seagate | EXOS X18 | ST16000NM000J | 3.5 | 16TB | Enterprise | 7200 | 256MB |  |  |  |  | V | V | V | V | V | V | V | V | V | V | V | V | V
Seagate | EXOS X18 | ST68000NM001J | 3.5 | 16TB | Enterprise | 7200 | 256MB |  |  |  |  | V | V | V | V | V | V | V | V | V | V | V | V | V
Seagate | EXOS X14 | ST14000NM0018 | 3.5 | 14TB | Enterprise | 7200 | 256MB |  |  |  |  | V | V | V | V | V | V | V | V | V | V | V | V | V
Seagate | EXOS X14 | ST12000NM0008 | 3.5 | 12TB | Enterprise | 7200 | 256MB |  |  |  |  | V | V | V | V | V | V | V | V | V | V | V | V | V
Seagate | EXOS X14 | ST10000NM0478 | 3.5 | 10TB | Enterprise | 7200 | 256MB |  |  |  |  | V | V | V | V | V | V | V | V | V | V | V | V | V
Seagate | EXOS X16 | ST16000NM001G | 3.5 | 16TB | Enterprise | 7200 | 256MB |  |  |  |  | V | V | V | V | V | V | V | V | V | V | V | V | V
Seagate | EXOS X16 | ST14000NM001G | 3.5 | 14TB | Enterprise | 7200 | 256MB |  |  |  |  | V | V | V | V | V | V | V | V | V | V | V | V | V
Seagate | EXOS X16 | ST12000NM001G | 3.5 | 12TB | Enterprise | 7200 | 256MB |  |  |  |  | V | V | V | V | V | V | V | V | V | V | V | V | V
Seagate | EXOS X16 | ST10000NM001G | 3.5 | 10TB | Enterprise | 7200 | 256MB |  |  |  |  | V | V | V | V | V | V | V | V | V | V | V | V | V
Seagate | Enterprise NAS HDD | ST6000NE0003 | 3.5 | 6TB | Enterprise | 7200 | 256MB |  |  |  |  | V | V | V | V | V | V | V | V | V | V | V | V | V
Seagate | Enterprise NAS HDD | ST4000NE0015 | 3.5 | 4TB | Enterprise | 7200 | 128MB |  |  |  |  | V | V | V | V | V | V | V | V | V | V | V | V | V
Seagate | Enterprise NAS HDD | ST2000NE0015 | 3.5 | 2TB | Enterprise | 7200 | 128MB |  |  |  |  | V | V | V | V | V | V | V | V | V | V | V | V | V
Seagate | Enterprise Capacity 3.5 HDD (v.4) | ST6000NM0024 | 3.5 | 6TB | Enterprise | 7200 | 128MB |  | 512e |  |  | V | V | V | V | V | V | V | V | V | V | V | V | V
Seagate | Enterprise Capacity 3.5 HDD (v.4) | ST6000NM0124 | 3.5 | 6TB | Enterprise | 7200 | 128MB |  | 512e | PowerBalance |  | V | V | V | V | V | V | V | V | V | V | V | V | V
Seagate | Enterprise Capacity 3.5 HDD (v.4) | ST5000NM0084 | 3.5 | 5TB | Enterprise | 7200 | 128MB |  | 512e |  |  | V | V | V | V | V | V | V | V | V | V | V | V | V
Seagate | Enterprise Capacity 3.5 HDD (v.4) | ST5000NM0124 | 3.5 | 5TB | Enterprise | 7200 | 128MB |  | 512e | PowerBalance |  | V | V | V | V | V | V | V | V | V | V | V | V | V
Seagate | Enterprise Capacity 3.5 HDD (v.4) | ST4000NM0024 | 3.5 | 4TB | Enterprise | 7200 | 128MB |  | 512e |  |  | V | V | V | V | V | V | V | V | V | V | V | V | V
Seagate | Enterprise Capacity 3.5 HDD (v.4) | ST4000NM0124 | 3.5 | 4TB | Enterprise | 7200 | 128MB |  | 512e | PowerBalance |  | V | V | V | V | V | V | V | V | V | V | V | V | V
Seagate | Enterprise Capacity 3.5 HDD (v.4) | ST2000NM0024 | 3.5 | 2TB | Enterprise | 7200 | 128MB |  | 512e |  |  | V | V | V | V | V | V | V | V | V | V | V | V | V
Seagate | Enterprise Capacity 3.5 HDD (v.5) | ST6000NM0115 | 3.5 | 6TB | Enterprise | 7200 | 256MB |  |  |  |  | V | V | V | V | V | V | V | V | V | V | V | V | V
Seagate | Enterprise Capacity 3.5 HDD (Helium) v6 | ST10000NM0086 | 3.5 | 10TB | Enterprise | 7200 | 256MB |  |  |  |  | V | V | V | V | V | V | V | V | V | V | V | V | V
Seagate | Enterprise Capacity 3.5 HDD (Helium) v6 | ST8000NM0206 | 3.5 | 8TB | Enterprise | 7200 | 256MB |  |  |  |  | V | V | V | V | V | V | V | V | V | V | V | V | V
Seagate | Enterprise Capacity 3.5 HDD (Helium) v7 | ST12000NM0007 | 3.5 | 12TB | Enterprise | 7200 | 256MB |  |  |  |  | V | V | V | V | V | V | V | V | V | V | V | V | V
Seagate | Enterprise Capacity 3.5 HDD (Helium) v7 | ST12000NM0017 | 3.5 | 12TB | Enterprise | 7200 | 256MB | SED |  |  |  | V | V | V | V | V | V | V | V | V | V | V | V | V
Seagate | NAS HDD | ST4000VN000 | 3.5 | 4TB | NAS | 5900 | 64MB | Only support up to 8 drive bays |  |  |  | V | V | V | V | V | V (*) | V (*) | V (*) | V (*) | V | V | V | V
Seagate | NAS HDD | ST4000VN003 | 3.5 | 4TB | NAS | 5900 | 64MB | Only support up to 8 drive bays |  | Rescue |  | V | V | V | V | V | V (*) | V (*) | V (*) | V (*) | V | V | V | V
Seagate | NAS HDD | ST3000VN000 | 3.5 | 3TB | NAS | 5900 | 64MB | Only support up to 8 drive bays |  |  |  | V | V | V | V | V | V (*) | V (*) | V (*) | V (*) | V | V | V | V
Seagate | NAS HDD | ST2000VN000 | 3.5 | 2TB | NAS | 5900 | 64MB | Only support up to 8 drive bays |  |  |  | V | V | V | V | V | V (*) | V (*) | V (*) | V (*) | V | V | V | V
Seagate | NAS HDD | ST2000VN001 | 3.5 | 2TB | NAS | 5900 | 64MB | Only support up to 8 drive bays |  | Rescue |  | V | V | V | V | V | V (*) | V (*) | V (*) | V (*) | V | V | V | V
Seagate | NAS HDD | ST1000VN000 | 3.5 | 1TB | NAS | 5900 | 64MB | Only support up to 8 drive bays |  |  |  | V | V | V | V | V | V (*) | V (*) | V (*) | V (*) | V | V | V | V
Seagate | NAS HDD | ST1000VN001 | 3.5 | 1TB | NAS | 5900 | 64MB | Only support up to 8 drive bays |  | Rescue |  | V | V | V | V | V | V (*) | V (*) | V (*) | V (*) | V | V | V | V
Seagate | Ironwolf | ST16000VN001 | 3.5 | 16TB | NAS | 7200 | 256MB |  |  |  |  | V | V | V | V | V | V | V | V | V | V | V | V | V
Seagate | Ironwolf | ST14000VN0008 | 3.5 | 14TB | NAS | 7200 | 256MB |  |  |  |  | V | V | V | V | V | V | V | V | V | V | V | V | V
Seagate | Ironwolf | ST12000VN0008 | 3.5 | 12TB | NAS | 7200 | 256MB |  |  |  |  | V | V | V | V | V | V | V | V | V | V | V | V | V
Seagate | Ironwolf | ST10000VN0008 | 3.5 | 10TB | NAS | 7200 | 256MB |  |  |  |  | V | V | V | V | V | V | V | V | V | V | V | V | V
Seagate | Ironwolf | ST12000VN0007 | 3.5 | 12TB | NAS | 7200 | 256MB | support up to 8 drive bays |  |  |  | V | V | V | V | V | V (*) | V (*) | V (*) | V (*) | V | V | V | V
Seagate | Ironwolf | ST10000VN0004 | 3.5 | 10TB | NAS | 7200 | 256MB | support up to 8 drive bays | 512e |  |  | V | V | V | V | V | V (*) | V (*) | V (*) | V (*) | V | V | V | V
Seagate | Ironwolf | ST8000VN004 | 3.5 | 8TB | NAS | 7200 | 256MB |  |  |  |  | V | V | V | V | V | V (*) | V (*) | V (*) | V (*) | V | V | V | V
Seagate | Ironwolf | ST8000VN0022 | 3.5 | 8TB | NAS | 7200 | 256MB |  |  |  |  | V | V | V | V | V | V | V | V | V | V | V | V | V
Seagate | Ironwolf | ST6000VN0033 | 3.5 | 6TB | NAS | 7200 | 256MB |  |  |  |  | V | V | V | V | V | V | V | V | V | V | V | V | V
Seagate | Ironwolf | ST6000VN001 | 3.5 | 6TB | NAS | 7200 | 128MB | support up to 16 drive bays |  |  |  | V | V | V | V | V | V | V | V | V | V | V | V | V
Seagate | Ironwolf | ST4000VN008 | 3.5 | 4TB | NAS | 5900 | 64MB |  |  |  |  | V | V | V | V | V | V | V | V | V | V | V | V | V
Seagate | Ironwolf | ST3000VN007 | 3.5 | 3TB | NAS | 5900 | 64MB |  |  |  |  | V | V | V | V | V | V | V | V | V | V | V | V | V
Seagate | Ironwolf | ST2000VN004 | 3.5 | 2TB | NAS | 5900 | 64MB |  |  |  |  | V | V | V | V | V | V | V | V | V | V | V | V | V
Seagate | Ironwolf CimarronBP | ST8000VN004 | 3.5 | 8TB | NAS | 7200 | 128MB |  |  |  |  | V | V | V | V | V | V | V | V | V | V | V | V | V
Seagate | Ironwolf CimarronBP | ST10000VN004 | 3.5 | 10TB | NAS | 7200 | 128MB |  |  |  |  | V | V | V | V | V | V | V | V | V | V | V | V | V
Seagate | Ironwolf Pro | ST18000NE000 | 3.5 | 18TB | NAS | 72000 | 256MB |  |  |  |  | V | V | V | V | V | V | V | V | V | V | V | V | V
Seagate | Ironwolf Pro | ST16000NE000 | 3.5 | 16TB | NAS | 72000 | 256MB |  |  |  |  | V | V | V | V | V | V | V | V | V | V | V | V | V
Seagate | Ironwolf Pro | ST14000NE0008 | 3.5 | 14TB | NAS | 72000 | 256MB |  |  |  |  | V | V | V | V | V | V | V | V | V | V | V | V | V
Seagate | Ironwolf Pro | ST12000NE0008 | 3.5 | 12TB | NAS | 72000 | 256MB |  |  |  |  | V | V | V | V | V | V | V | V | V | V | V | V | V
Seagate | Ironwolf Pro | ST10000NE0008 | 3.5 | 10TB | NAS | 72000 | 256MB |  |  |  |  | V | V | V | V | V | V | V | V | V | V | V | V | V
Seagate | Ironwolf Pro | ST10000NE0004 | 3.5 | 10TB | NAS | 72000 | 256MB |  |  |  |  | V | V | V | V | V | V | V | V | V | V | V | V | V
Seagate | Ironwolf Pro | ST8000NE0004 | 3.5 | 8TB | NAS | 72000 | 256MB |  |  |  |  | V | V | V | V | V | V | V | V | V | V | V | V | V
Seagate | Ironwolf Pro | ST8000NE001 | 3.5 | 8TB | NAS | 72000 | 256MB |  |  |  |  | V | V | V | V | V | V | v | v | v | V | V | V | V
Seagate | Ironwolf Pro | ST6000NE0023 | 3.5 | 6TB | NAS | 72000 | 256MB |  |  |  |  | V | V | V | V | V | V | V | V | V | V | V | V | V
Seagate | Ironwolf Pro CimarronBP | ST10000NE000 | 3.5 | 10TB | NAS | 72000 | 256MB |  |  |  |  | V | V | V | V | V | V | V | V | V | V | V | V | V
Seagate | Ironwolf Pro CimarronBP | ST8000NE001 | 3.5 | 8TB | NAS | 72000 | 256MB |  |  |  |  | V | V | V | V | V | V | V | V | V | V | V | V | V
Seagate | Ironwolf Pro CimarronBP | ST6000NE000 | 3.5 | 6TB | NAS | 72000 | 256MB |  |  |  |  | V | V | V | V | V | V | v | v | v | V | V | V | V
Seagate | Ironwolf Pro CimarronBP | ST4000NE001 | 3.5 | 4TB | NAS | 72000 | 256MB |  |  |  |  | V | V | V | V | V | V | V | V | V | V | V | V | V
Seagate | Surveillance | ST10000VX0004 | 3.5 | 10TB | Surveillance | 7200 | 256MB |  | 512e | NVR supported |  | V | V | V | V | V | V | V | V | V | V | V | V | V
Seagate | Surveillance | ST3000VX006 | 3.5 | 3TB | Surveillance | 5900 | 64MB |  |  |  |  | V | V | V | V | V | V | V | V | V | V | V | V | V
Seagate | Surveillance | ST2000VX003 | 3.5 | 2TB | Surveillance | 5900 | 64MB |  |  |  |  | V | V | V | V | V | V | V | V | V | V | V | V | V
Seagate | Surveillance | ST1000VX001 | 3.5 | 1TB | Surveillance | 5900 | 64MB |  |  |  |  | V | V | V | V | V | V | V | V | V | V | V | V | V
Seagate | Barracuda | ST1000DM003 | 3.5 | 1TB |  | 7200 | 64MB |  |  |  |  | V | V | V | V | V | V | V | V | V | V | V | V | V
Seagate | Sky Hawk AI | ST16000VE000 | 3.5 | 16tB |  | 7200 | 256MB |  |  |  |  | V | V | V | V | V | V | V | V | V | V | V | V | V
Seagate | Sky Hawk AI | ST18000VE002 | 3.5 | 18TB |  | 7200 | 256MB |  |  |  |  | V | V | V | V | V | V | V | V | V | V | V | V | V
Seagate | Sky Hawk AI | ST16000VE002 | 3.5 | 16tB |  | 7200 | 256MB |  |  |  |  | V | V | V | V | V | V | V | V | V | V | V | V | V
Seagate | Sky Hawk AI | ST14000VE002 | 3.5 | 14tB |  | 7200 | 256MB |  |  |  |  | V | V | V | V | V | V | V | V | V | V | V | V | V
Seagate | Sky Hawk AI | ST12000VE002 | 3.5 | 12tB |  | 7200 | 256MB |  |  |  |  | V | V | V | V | V | V | V | V | V | V | V | V | V
Seagate | Sky Hawk AI | ST10000VE002 | 3.5 | 10tB |  | 7200 | 256MB |  |  |  |  | V | V | V | V | V | V | V | V | V | V | V | V | V
Seagate | Sky Hawk AI | ST8000VX0022 | 3.5 | 8tB |  | 7200 | 256MB |  |  |  |  | V | V | V | V | V | V | V | V | V | V | V | V | V
Seagate | BarraCuda | ST8000DM004 | 2.5 | 8TB |  |  |  |  | V | V | V | V | V | V | V | V | V | V | V | V | V | V | V | V
Seagate | BarraCuda | ST6000DM003 | 2.5 | 6TB |  |  |  |  | V | V | V | V | V | V | V | V | V | V | V | V | V | V | V | V
Seagate | BarraCuda | ST4000DM004 | 2.5 | 4TB |  |  |  |  | V | V | V | V | V | V | V | V | V | V | V | V | V | V | V | V
Seagate | BarraCuda | ST3000DM007 | 2.5 | 3TB |  |  |  |  | V | V | V | V | V | V | V | V | V | V | V | V | V | V | V | V
Seagate | BarraCuda | ST2000DM008 | 2.5 | 2TB |  |  |  |  | V | V | V | V | V | V | V | V | V | V | V | V | V | V | V | V
Toshiba | Enterprise Capacity (MG07ACA***) | MG07ACA14TE | 3.5 | 14TB | Enterprise | 7200 | 256MB |  |  |  |  | V | V | V | V | V | V | V | V | V | V | V | V | V
Toshiba | Enterprise Capacity (MG07ACA***) | MG07ACA12TE | 3.5 | 12TB | Enterprise | 7200 | 256MB |  |  |  |  | V | V | V | V | V | V | V | V | V | V | V | V | V
Toshiba | Enterprise Capacity (MG06ACA***) | MG06ACA10TE | 3.5 | 10TB | Enterprise | 7200 | 256MB |  |  |  |  | V | V | V | V | V | V | V | V | V | V | V | V | V
Toshiba | Enterprise Capacity (MG06ACA***) | MG06ACA800E | 3.5 | 8TB | Enterprise | 7200 | 256MB |  |  |  |  | V | V | V | V | V | V | V | V | V | V | V | V | V
Toshiba | Enterprise Capacity (MG06ACA***) | MG06ACA600E | 3.5 | 6TB | Enterprise | 7200 | 256MB |  |  |  |  | V | V | V | V | V | V | V | V | V | V | V | V | V
Toshiba | Enterprise Capacity (MG05ACA***E) | MG05ACA800E | 3.5 | 8TB | Enterprise | 7200 | 128MB |  | 512e |  |  | V | V | V | V | V | V | V | V | V | V | V | V | V
Toshiba | Enterprise Capacity (MG04ACA***E) | MG04ACA600E | 3.5 | 6TB | Enterprise | 7200 | 128MB |  | 512e |  |  | V | V | V | V | V | V | V | V | V | V | V | V | V
Toshiba | Enterprise Capacity (MG04ACA***E) | MG04ACA600EY | 3.5 | 6TB | Enterprise | 7200 | 128MB |  |  |  |  | V | V | V | V | V | V | V | V | V | V | V | V | V
Toshiba | Enterprise Capacity (MG04ACA***E) | MG04ACA50DE | 3.5 | 5TB | Enterprise | 7200 | 128MB |  |  |  |  | V | V | V | V | V | V | V | V | V | V | V | V | V
Toshiba | Enterprise Capacity (MG04ACA***E) | MG04ACA500EY | 3.5 | 5TB | Enterprise | 7200 | 128MB |  |  |  |  | V | V | V | V | V | V | V | V | V | V | V | V | V
Toshiba | Enterprise Capacity (MG04ACA***E) | MG04ACA400E | 3.5 | 4TB | Enterprise | 7200 | 128MB |  |  |  |  | V | V | V | V | V | V | V | V | V | V | V | V | V
Toshiba | Enterprise Capacity (MG04ACA***E) | MG04ACA400EY | 3.5 | 4TB | Enterprise | 7200 | 128MB |  |  |  |  | V | V | V | V | V | V | V | V | V | V | V | V | V
Toshiba | Enterprise Capacity (MG04ACA***E) | MG04ACA300E | 3.5 | 3TB | Enterprise | 7200 | 128MB |  |  |  |  | V | V | V | V | V | V | V | V | V | V | V | V | V
Toshiba | Enterprise Capacity (MG04ACA***E) | MG04ACA300EY | 3.5 | 3TB | Enterprise | 7200 | 128MB |  |  |  |  | V | V | V | V | V | V | V | V | V | V | V | V | V
Toshiba | Enterprise Capacity (MG04ACA***E) | MG04ACA200E | 3.5 | 2TB | Enterprise | 7200 | 128MB |  |  |  |  | V | V | V | V | V | V | V | V | V | V | V | V | V
Toshiba | Enterprise Capacity (MG04ACA***E) | MG04ACA200EY | 3.5 | 2TB | Enterprise | 7200 | 128MB |  |  |  |  | V | V | V | V | V | V | V | V | V | V | V | V | V
Toshiba | Enterprise Capacity (MG04ACA***N) | MG04ACA400N | 3.5 | 4TB | Enterprise | 7200 | 128MB |  | 512n |  |  | V | V | V | V | V | V | V | V | V | Verifying | Verifying | Verifying | Verifying
Toshiba | Enterprise Capacity (MG04ACA***N) | MG04ACA200N | 3.5 | 2TB | Enterprise | 7200 | 128MB |  |  |  |  | V | V | V | V | V | V | V | V | V | Verifying | Verifying | Verifying | Verifying
Toshiba | Enterprise Capacity (MG04ACA***N) | MG04ACA100N | 3.5 | 1TB | Enterprise | 7200 | 128MB |  |  |  |  | V | V | V | V | V | V | V | V | V | V | V | V | V
Toshiba | Surveillance MD03ACA***V | MD03ACA200V | 3.5 | 2TB | [7 empty] | V | V | V | V | V | V | V | V | V | V | V | V | V
Toshiba | Client HDD (MD04ACA***) | MD04ACA400 | 3.5 | 4TB | Client | 7200 | 128MB |  |  |  |  | V | V | V | V | V | V | V | V | V | V | V | V | V
Toshiba | Client HDD (DT01AVA***) | DT01ACA200 | 3.5 | 2TB | Client | 7200 | 64MB |  |  |  |  | V | V | V | V | V | V | V | V | V | V | V | V | V
Toshiba | Client HDD (DT01AVA***) | DT01ACA100 | 3.5 | 1TB | Client | 7200 | 64MB |  |  |  |  | V | V | V | V | V | V | V | V | V | V | V | V | V
Toshiba | Client HDD (DT01AVA***) | DT01ACA050 | 3.5 | 500GB | Client | 7200 | 64MB |  |  |  |  | V | V | V | V | V | V | V | V | V | V | V | V | V
Toshiba | MN-Air | MN06ACA10T | 3.5 | 10TB | NAS HDD | 7200 | 256MB |  |  |  |  | V | V | V | V | V | V | V | V | V | V | V | V | V
Toshiba | MN-Air | MN05ACA800 | 3.5 | 8TB | Client | 7200 | 128MB |  | 512e |  |  | V | V | V | V | V | V | V | V | V | V | V | V | V
Toshiba | MN-Air | MN05ACA600 | 3.5 | 6TB | Client | 7200 | 128MB |  |  |  |  | V | V | V | V | V | V | V | V | V | V | V | V | V
Toshiba | MN-Air | MN07ACA14T | 3.5 | 14TB | Client | 7200 | 128MB |  |  |  |  | V | V | V | V | V | V | V | V | V | V | V | V | V
Toshiba | MN-Air | MN04ACA400 | 3.5 | 4TB | Client | 7200 | 128MB |  |  |  |  | V | V | V | V | V | V | V | V | V | V | V | V | V
Toshiba | MG08 | MG08ACA16TAJ | 3.5 | 16TB | Client | 7200 | 512MB |  |  |  |  | V | V | V | V | V | V | V | V | V | V | V | V | V
Toshiba | MG08 | MG08ACP16TA | 3.5 | 16TB | Client | 7200 | 512MB | SED |  |  |  | V | V | V | V | V | V | V | V | V | V | V | V | V
Toshiba | MG08 | MG08ACA16TE | 3.5 | 16TB | Client | 7200 | 512MB | 512e |  |  |  | V | V | V | V | V | V | V | V | V | V | V | V | V
Toshiba | MG08 | MG08ACP16TE | 3.5 | 16TB | Client | 7200 | 512MB | 512e SED |  |  |  | V | V | V | V | V | V | V | V | V | V | V | V | V
Western Digital | GOLD | WD181KRYZ | 3.5 | 18TB | Data Center | 7200 | 512MB |  |  |  |  | V | V | V | V | V | V | V | V | V | V | V | V | V
Western Digital | GOLD | WD161KRYZ | 3.5 | 16TB | Data Center | 7200 | 512MB |  |  |  |  | V | V | V | V | V | V | V | V | V | V | V | V | V
Western Digital | GOLD | WD141KRYZ | 3.5 | 14TB | Data Center | 7200 | 512MB |  |  |  |  | V | V | V | V | V | V | V | V | V | V | V | V | V
Western Digital | GOLD | WD121KRYZ | 3.5 | 12TB | Data Center | 7200 | 256MB |  |  |  |  | V | V | V | V | V | V | V | V | V | V | V | V | V
Western Digital | GOLD | WD101KRYZ | 3.5 | 10TB | Data Center | 7200 | 256MB |  | 512e |  |  | V | V | V | V | V | V | V | V | V | V | V | V | V
Western Digital | GOLD | WD6002FRYZ | 3.5 | 6TB | Data Center | 7200 | 128MB |  |  |  |  | V | V | V | V | V | V | V | V | V | V | V | V | V
Western Digital | GOLD | WD4002FYYZ | 3.5 | 4TB | Data Center | 7200 | 128MB |  |  |  |  | V | V | V | V | V | V | V | V | V | V | V | V | V
Western Digital | GOLD | WD2005FBYZ | 3.5 | 2TB | Data Center | 7200 | 128MB |  |  |  |  | V | V | V | V | V | V | V | V | V | V | V | V | V
Western Digital | GOLD | WD1005FBYZ | 3.5 | 1TB | Data Center | 7200 | 128MB |  | 512n |  |  | V | V | V | V | V | V | V | V | V | V | V | V | V
Western Digital (HGST) | DC HC550 | WUH721818AL5204 | 3.5 | 18TB | Enterprise | 7200 | 256MB |  |  |  |  | V | V | V | V | V | V | V | V | V | V | V | V | V
Western Digital (HGST) | DC HC550 | WUH721818AL5201 | 3.5 | 18TB | Enterprise | 7200 | 256MB |  |  |  |  | V | V | V | V | V | V | V | V | V | V | V | V | V
Western Digital (HGST) | DC HC550 | WUH721818AL5205 | 3.5 | 18TB | Enterprise | 7200 | 256MB |  |  |  |  | V | V | V | V | V | V | V | V | V | V | V | V | V
Western Digital (HGST) | DC HC550 | WUH721816AL5204 | 3.5 | 18TB | Enterprise | 7200 | 256MB |  |  |  |  | V | V | V | V | V | V | V | V | V | V | V | V | V
Western Digital (HGST) | DC HC550 | WUH721816AL5201 | 3.5 | 16TB | Enterprise | 7200 | 256MB |  |  |  |  | V | V | V | V | V | V | V | V | V | V | V | V | V
Western Digital (HGST) | DC HC550 | WUH721816AL5204 | 3.5 | 16TB | Enterprise | 7200 | 256MB |  |  |  |  | V | V | V | V | V | V | V | V | V | V | V | V | V
Western Digital (HGST) | DC HC550 | WUH721816AL5205 | 3.5 | 16TB | Enterprise | 7200 | 256MB |  |  |  |  | V | V | V | V | V | V | V | V | V | V | V | V | V
Western Digital | Ultrastar DC HC 530 | WUH721818ALE6L4 | 3.5 | 18TB | Data Center | 7200 | 512MB |  |  |  |  | V | V | V | V | V | V | V | V | V | V | V | V | V
Western Digital | Ultrastar DC HC 530 | WUH721818ALE6L1 | 3.5 | 18TB | Data Center | 7200 | 512MB |  |  |  |  | V | V | V | V | V | V | V | V | V | V | V | V | V
Western Digital | Ultrastar DC HC 530 | WUH721816ALE6L1 | 3.5 | 16TB | Data Center | 7200 | 512MB |  |  |  |  | V | V | V | V | V | V | V | V | V | V | V | V | V
Western Digital | Ultrastar DC HC 530 | WUH721816ALE6L4 | 3.5 | 16TB | Data Center | 7200 | 512MB |  |  |  |  | V | V | V | V | V | V | V | V | V | V | V | V | V
Western Digital | Ultrastar DC HC 530 | WUH721414ALE6L4 | 3.5 | 14TB | Data Center | 7200 | 512MB |  |  |  |  | V | V | V | V | V | V | V | V | V | V | V | V | V
Western Digital | Ultrastar DC HC320 | HUS728T8TALE6L4 | 3.5 | 8TB | Data Center | 7200 | 256MB |  |  |  |  | V | V | V | V | V | V | V | V | V | V | V | V | V
Western Digital | RED* | WD100EFAX | 3.5 | 10TB | NAS | 5400 | 256MB |  |  |  |  | V | V | V | V | V | V | V | V | V | V | V | V | V
Western Digital | RED* | WD80EFAX | 3.5 | 8TB | NAS | 5400 | 256MB | Only support up to 8 drive bays |  |  |  | V | V | V | V | V | V (*) | V (*) | V (*) | V (*) | V | V | V | V
Western Digital | RED* | WD80EFZX | 3.5 | 8TB | NAS | 5400 | 128MB | Only support up to 8 drive bays |  |  |  | V | V | V | V | V | V (*) | V (*) | V (*) | V (*) | V | V | V | V
Western Digital | RED* | WD60EFAX | 3.5 | 6TB | NAS | 5400 | 256MB | Only support up to 8 drive bays |  |  |  | V | V | V | V | V | V (*) | V (*) | V (*) | V (*) | V | V | V | V
Western Digital | RED* | WD60EFRX | 3.5 | 6TB | NAS | 5400 | 64MB | Only support up to 8 drive bays |  |  |  | V | V | V | V | V | V (*) | V (*) | V (*) | V (*) | V | V | V | V
Western Digital | RED* | WD50EFRX | 3.5 | 5TB | NAS | 5400 | 64MB | Only support up to 8 drive bays |  |  |  | V | V | V | V | V | V (*) | V (*) | V (*) | V (*) | V | V | V | V
Western Digital | RED* | WD40EFRX | 3.5 | 4TB | NAS | 5400 | 64MB | Only support up to 8 drive bays |  |  |  | V | V | V | V | V | V (*) | V (*) | V (*) | V (*) | V | V | V | V
Western Digital | RED* | WD30EFRX | 3.5 | 3TB | NAS | 5400 | 64MB | Only support up to 8 drive bays |  |  |  | V | V | V | V | V | V (*) | V (*) | V (*) | V (*) | V | V | V | V
Western Digital | RED* | WD20EFRX | 3.5 | 2TB | NAS | 5400 | 64MB | Only support up to 8 drive bays |  |  |  | V | V | V | V | V | V (*) | V (*) | V (*) | V (*) | V | V | V | V
Western Digital | RED* | WD10EFRX | 3.5 | 1TB | NAS | 5400 | 64MB | Only support up to 8 drive bays |  |  |  | V | V | V | V | V | V (*) | V (*) | V (*) | V (*) | V | V | V | V
Western Digital | Red Pro | WD101KFBX | 3.5 | 10TB | NAS | 7200 | 256MB |  |  |  |  | V | V | V | V | V | V | V | V | V | V | V | V | V
Western Digital | Red Pro | WD8003FFBX | 3.5 | 8TB | NAS | 7200 | 256MB |  |  |  |  | V | V | V | V | V | V | V | V | V | V | V | V | V
Western Digital | Red Pro | WD8001FFWX | 3.5 | 8TB | NAS | 7200 | 128MB |  |  |  |  | V | V | V | V | V | V | V | V | V | V | V | V | V
Western Digital | Red Pro | WD6002FFWX | 3.5 | 6TB | NAS | 7200 | 128MB |  |  |  |  | V | V | V | V | V | V | V | V | V | V | V | V | V
Western Digital | Red Pro | WD4002FFWX | 3.5 | 4TB | NAS | 7200 | 128MB |  |  |  |  | V | V | V | V | V | V | V | V | V | V | V | V | V
Western Digital | Red Pro | WD2002FFSX | 3.5 | 2TB | NAS | 7200 | 64MB |  |  |  |  | V | V | V | V | V | V | V | V | V | V | V | V | V
Western Digital | Re | WD6001FSYZ | 3.5 | 6TB | Data Center | 7200 | 128MB |  | 512e |  |  | V | V | V | V | V | V | V | V | V | Verifying | Verifying | Verifying | Verifying
Western Digital | Re | WD5001FSYZ | 3.5 | 5TB | Data Center | 7200 | 128MB |  | 512e |  |  | V | V | V | V | V | V | V | V | V | Verifying | Verifying | Verifying | Verifying
Western Digital | Purple | WD80PUZX | 3.5 | 8TB | Surveillance | 5400 | 128MB |  |  |  |  | V | V | V | V | V | V | V | V | V | V | V | V | V
Western Digital | Purple NV | WD6NPURX | 3.5 | 6TB | Surveillance | 5400 | 64MB |  |  |  |  | V | V | V | V | V | V | V | V | V | Verifying | Verifying | Verifying | Verifying
Western Digital | HC330 | WUS721010ALE6L4 | 3.5 | 10TB |  | 7200 | 256MB |  |  |  |  | V | V | V | V | V | V | V | V | V | Verifying | Verifying | Verifying | Verifying
* Note: Not suggest for heavy loading, if you use more than 8 drives.

## SAS HDD
[13 empty] | Broadwell |  |  | Broadwell
[12 empty] | XN8012S | XN7016R XN8016R | XN7024R XN8024R | XN8012D | XN8016D | XN8024D | XN8026D
Vendor | Series | Model | FF | Capacity | Class | RPM | Cache | Comment | Format | Specification | FW
Seagate | Enterprise Capacity 3.5 HDD (Helium) v7 | ST12000NM0027 | 3.5 | 12TB | Enterprise | 7200 | 256MB |  |  |  |  | V | V | V | V | V | V | V
Seagate | Enterprise Capacity 3.5 HDD (Helium) v7 | ST12000NM0037 | 3.5 | 12TB | Enterprise | 7200 | 256MB | SED |  |  |  | V | V | V | V | V | V | V
Seagate | Enterprise Capacity 3.5 HDD V.4 | ST6000NM0034 ST4000NM0034 ST2000NM0034 | 3.5 | 6TB 4TB 2TB | Enterprise | 7200 | 512MB |  | 42646 |  | V (FW 1.0.0) | V | V | V | V | V | V | V
Seagate | EXOS18 | ST18000NM004J | 3.5 | 18TB | Enterprise | 7200 | 512MB |  |  |  |  | V | V | V | V | V | V | V
Seagate | EXOS18 | ST18000NM005J | 3.5 | 18TB | Enterprise | 7200 | 512MB | SED |  |  |  | V | V | V | V | V | V | V
Seagate | EXOS18 | ST18000NM007J | 3.5 | 18TB | Enterprise | 7200 | 512MB | SED |  |  |  | V | V | V | V | V | V | V
Seagate | EXOS18 | ST16000NM004J | 3.5 | 16TB | Enterprise | 7200 | 512MB |  |  |  |  | V | V | V | V | V | V | V
Seagate | EXOS18 | ST16000NM005J | 3.5 | 16TB | Enterprise | 7200 | 512MB | SED |  |  |  | V | V | V | V | V | V | V
Seagate | EXOS18 | ST16000NM007J | 3.5 | 16TB | Enterprise | 7200 | 512MB | SED |  |  |  | V | V | V | V | V | V | V
Seagate | EXOS | ST14000NM0048 | 3.5 | 14TB | Enterprise | 7200 | 512MB | SED-FIPS |  |  |  | V | V | V | V | V | V | V
Seagate | EXOS | ST12000NM0038 | 3.5 | 12TB | Enterprise | 7200 | 512MB |  |  |  |  | V | V | V | V | V | V | V
Seagate | EXOS | ST10000NM0528 | 3.5 | 10TB | Enterprise | 7200 | 512MB |  |  |  |  | V | V | V | V | V | V | V
Seagate | EXOS | ST8000NM006A | 3.5 | 8TB | Enterprise | 7200 | 512MB | SED |  |  |  | V | V | V | V | V | V | V
Seagate | EXOS 7E8 | ST8000NM006A | 3.5 | 8TB | Enterprise | 7200 | 512MB |  |  |  |  | V | V | V | V | V | V | V
Seagate | EXOS 7E8 | ST4000NM011A | 3.5 | 4TB | Enterprise | 7200 | 512MB |  |  |  |  | V | V | V | V | V | V | V
Seagate | EXOS16 | ST16000NM002G | 3.5 | 16TB | Enterprise | 7200 | 512MB |  |  |  |  | V | V | V | V | V | V | V
Seagate | EXOS16 | ST14000NM002G | 3.5 | 14TB | Enterprise | 7200 | 512MB |  |  |  |  | V | V | V | V | V | V | V
Seagate | EXOS16 | ST12000NM002G | 3.5 | 12TB | Enterprise | 7200 | 512MB |  |  |  |  | V | V | V | V | V | V | V
Seagate | EXOS16 | ST10000NM002G | 3.5 | 10TB | Enterprise | 7200 | 512MB |  |  |  |  | V | V | V | V | V | V | V
Toshiba | AL14SXB**E* Series | AL14SXB90EE | 2.5 | 900GB | Enterprise | 15000 | 128MB |  |  |  |  | V | V | V | V | V | V | V
Toshiba | AL14SXB**E* Series | AL14SXB60EE | 2.5 | 600GB | Enterprise | 15000 | 128MB |  |  |  |  | V | V | V | V | V | V | V
Toshiba | AL14SXB**E* Series | AL14SXB30EE | 2.5 | 300GB | Enterprise | 15000 | 128MB |  |  |  |  | V | V | V | V | V | V | V
Toshiba | AL15SEB**E* Series | AL15SEB24EQ | 2.5 | 2.4TB | Enterprise | 10500 | 128MB |  |  |  |  | V | V | V | V | V | V | V
Toshiba | AL15SEB**E* Series | AL15SEB18EQ | 2.5 | 1.8TB | Enterprise | 10500 | 128MB |  |  |  |  | V | V | V | V | V | V | V
Toshiba | AL15SEB**E* Series | AL15SEB12EQ | 2.5 | 1.2TB | Enterprise | 10500 | 128MB |  |  |  |  | V | V | V | V | V | V | V
Toshiba | AL15SEB**E* Series | AL15SEB09EQ | 2.5 | 900GB | Enterprise | 10500 | 128MB |  |  |  |  | V | V | V | V | V | V | V
Toshiba | AL15SEB**E* Series | AL15SEB06EQ | 2.5 | 600GB | Enterprise | 10500 | 128MB |  |  |  |  | V | V | V | V | V | V | V
Toshiba | MG06SCA**** Series | MG06SCA10TE | 3.5 | 10TB | Enterprise | 7200 | 256MB |  |  |  |  | V | V | V | V | V | V | V
Toshiba | MG06SCA**** Series | MG06SCA800E | 3.5 | 8TB | Enterprise | 7200 | 256MB |  |  |  |  | V | V | V | V | V | V | V
Toshiba | MG06SCA**** Series | MG06SCA600E | 3.5 | 6TB | Enterprise | 7200 | 256MB |  |  |  |  | V | V | V | V | V | V | V
Toshiba | MG07SCA**** Series | MG07SCA14TE | 3.5 | 14TB | Enterprise | 7200 | 512MB |  |  |  |  | V | V | V | V | V | V | V
Toshiba | MG07SCA**** Series | MG07SCA12TE | 3.5 | 12TB | Enterprise | 7200 | 512MB |  |  |  |  | V | V | V | V | V | V | V
Toshiba | MG08 | MG08SCA16TA | 3.5 | 16TB | Enterprise | 7200 | 512MB |  |  |  |  | V | V | V | V | V | V | V
Toshiba | MG08 | MG08SCP16TA | 3.5 | 16TB | Enterprise | 7200 | 512MB | SED |  |  |  | V | V | V | V | V | V | V
Toshiba | MG08 | MG08SCA16TE | 3.5 | 16TB | Enterprise | 7200 | 512MB | 512e |  |  |  | V | V | V | V | V | V | V
Toshiba | MG08 | MG08SCP16TE | 3.5 | 16TB | Enterprise | 7200 | 512MB | 512e SED |  |  |  | V | V | V | V | V | V | V
Western Digital (HGST) | Ultrastar DC HC530 (He12) | WUH721414AL5204 | 3.5 | 14TB | Enterprise | 7200 | 512MB |  |  |  |  | V | V | V | V | V | V | V
Western Digital (HGST) | Ultrastar DC HC520 (He12) | HUH721212AL5200 | 3.5 | 12TB | Enterprise | 7200 | 256MB |  |  |  |  | V | V | V | V | V | V | V
Western Digital (HGST) | Ultrastar DC HC520 (He12) | HUH721212AL5204 | 3.5 | 12TB | Enterprise | 7200 | 256MB |  |  |  |  | V | V | V | V | V | V | V
Western Digital (HGST) | Ultrastar DC HC520 (He12) | HUH721212AL5205 | 3.5 | 12TB | Enterprise | 7200 | 256MB |  |  |  |  | V | V | V | V | V | V | V
Western Digital (HGST) | Ultrastar DC HC520 (He12) | HUH721212AL5201 | 3.5 | 12TB | Enterprise | 7200 | 256MB |  |  |  |  | V | V | V | V | V | V | V
Western Digital (HGST) | Ultrastar DC HC510 (He10) | HUH721010AL5200 | 3.5 | 10TB | Enterprise | 7200 | 256MB |  |  |  |  | V | V | V | V | V | V | V
Western Digital (HGST) | Ultrastar DC HC510 (He10) | HUH721008AL5200 | 3.5 | 8TB | Enterprise | 7200 | 256MB |  |  |  |  | V | V | V | V | V | V | V
Western Digital (HGST) | Ultrastar DC HC330 (7K8) | WUS721010AL5204 | 3.5 | 10TB | Enterprise | 7200 | 512MB |  |  |  |  | V | V | V | V | V | V | V
Western Digital (HGST) | Ultrastar DC HC320 (7K8) | HUS728T8TAL5204 | 3.5 | 8TB | Enterprise | 7200 | 256MB |  |  |  |  | V | V | V | V | V | V | V
Western Digital (HGST) | Ultrastar DC HC310 (7K6) | HUS726T6TAL5204 | 3.5 | 6TB | Enterprise | 7200 | 256MB |  |  |  |  | V | V | V | V | V | V | V
Western Digital (HGST) | Ultrastar DC HC310 (7K6) | HUS726T4TAL5204 | 3.5 | 4TB | Enterprise | 7200 | 256MB |  |  |  |  | V | V | V | V | V | V | V
Western Digital (HGST) | DC HC550 | WUH721818AL5200 | 3.5 | 18TB | Enterprise | 7200 | 256MB |  |  |  |  | V | V | V | V | V | V | V
Western Digital (HGST) | DC HC550 | WUH721818AL5201 | 3.5 | 18TB | Enterprise | 7200 | 256MB |  |  |  |  | V | V | V | V | V | V | V
Western Digital (HGST) | DC HC550 | WUH721818AL5204 | 3.5 | 18TB | Enterprise | 7200 | 256MB |  |  |  |  | V | V | V | V | V | V | V
Western Digital (HGST) | DC HC550 | WUH721818AL5205 | 3.5 | 18TB | Enterprise | 7200 | 256MB |  |  |  |  | V | V | V | V | V | V | V
Western Digital (HGST) | DC HC550 | WUH721816AL5201 | 3.5 | 16TB | Enterprise | 7200 | 256MB |  |  |  |  | V | V | V | V | V | V | V
Western Digital (HGST) | DC HC550 | WUH721816AL5204 | 3.5 | 16TB | Enterprise | 7200 | 256MB |  |  |  |  | V | V | V | V | V | V | V
Western Digital (HGST) | DC HC550 | WUH721816AL5205 | 3.5 | 16TB | Enterprise | 7200 | 256MB |  |  |  |  | V | V | V | V | V | V | V
Western Digital (HGST) | DC HC330 | WUS721010AL5204 | 3.5 | 10TB | Enterprise | 7200 | 256MB |  |  |  |  | V | V | V | V | V | V | V
* Note: These models only support up to 8 drive bays.

## SAS SSD
[10 empty] | Broadwell |  | Broadwell
[9 empty] | XN8012S | XN7016R XN8016R | XN7024R XN8024R | XN8012D | XN8016D | XN8024D | XN8026D
Vendor | Series | Model | FF | Capacity | Comment | Format | Specification | FW
Seagate | Nytro3332 | XS960SE70114 | 2.5" | 960Gb |  |  |  |  | v | v | v | v | v | v | v
Seagate | Nytro3332 | XS960SE70084 | 2.5" | 960Gb |  |  |  |  | v | v | v | v | v | v | v
Seagate | Nytro3332 | XS960SE70094 | 2.5" | 960Gb |  |  |  |  | v | v | v | v | v | v | v
Seagate | Nytro3332 | XS960SE70104 | 2.5" | 960Gb |  |  |  |  | v | v | v | v | v | v | v
Seagate | Nytro3332 | XS1920SE70104 | 2.5" | 1.92TB |  |  |  |  | v | v | v | v | v | v | v
Seagate | Nytro3332 | XS1920SE70114 | 2.5" | 1.92TB |  |  |  |  | v | v | v | v | v | v | v
Seagate | Nytro3332 | XS1920SE70094 | 2.5" | 1.92TB |  |  |  |  | v | v | v | v | v | v | v
Seagate | Nytro3332 | XS1920SE70084 | 2.5" | 1.92TB |  |  |  |  | v | v | v | v | v | v | v
Seagate | Nytro3332 | XS3840SE70094 | 2.5" | 3.84TB |  |  |  |  | v | v | v | v | v | v | v
Seagate | Nytro3332 | XS3840SE70114 | 2.5" | 3.84TB |  |  |  |  | v | v | v | v | v | v | v
Seagate | Nytro3332 | XS3840SE70084 | 2.5" | 3.84TB |  |  |  |  | v | v | v | v | v | v | v
Seagate | Nytro3332 | XS3840SE70094 | 2.5" | 3.84TB |  |  |  |  | v | v | v | v | v | v | v
Seagate | Nytro3332 | XS7680SE70094 | 2.5" | 7.68TB |  |  |  |  | v | v | v | v | v | v | v
Seagate | Nytro3332 | XS7680SE70104 | 2.5" | 7.68TB |  |  |  |  | v | v | v | v | v | v | v
Seagate | Nytro3332 | XS7680SE70084 | 2.5" | 7.68TB |  |  |  |  | v | v | v | v | v | v | v
Seagate | Nytro3332 | XS7680SE70114 | 2.5" | 7.68TB |  |  |  |  | v | v | v | v | v | v | v
Seagate | Nytro3332 | XS15360SE70114 | 2.5" | 15.36TB |  |  |  |  | v | v | v | v | v | v | v
Seagate | Nytro3332 | XS15360SE70084 | 2.5" | 15.36TB |  |  |  |  | v | v | v | v | v | v | v
Seagate | Nytro3332 | XS15360SE70104 | 2.5" | 15.36TB |  |  |  |  | v | v | v | v | v | v | v
Seagate | Nytro3332 | XS15360SE70094 | 2.5" | 15.36TB |  |  |  |  | v | v | v | v | v | v | v
Seagate | Nytro3732 | XS400ME70114 | 2.5" | 400GB |  |  |  |  | v | v | v | v | v | v | v
Seagate | Nytro3732 | XS400ME70094 | 2.5" | 400GB |  |  |  |  | v | v | v | v | v | v | v
Seagate | Nytro3732 | XS400ME70084 | 2.5" | 400GB |  |  |  |  | v | v | v | v | v | v | v
Seagate | Nytro3732 | XS800ME70084 | 2.5" | 800GB |  |  |  |  | v | v | v | v | v | v | v
Seagate | Nytro3732 | XS800ME70094 | 2.5" | 800GB |  |  |  |  | v | v | v | v | v | v | v
Seagate | Nytro3732 | XS800ME70114 | 2.5" | 800GB |  |  |  |  | v | v | v | v | v | v | v
Seagate | Nytro3732 | XS160ME70094 | 2.5" | 1.6TB |  |  |  |  | v | v | v | v | v | v | v
Seagate | Nytro3732 | XS160ME70114 | 2.5" | 1.6TB |  |  |  |  | v | v | v | v | v | v | v
Seagate | Nytro3732 | XS160ME70084 | 2.5" | 1.6TB |  |  |  |  | v | v | v | v | v | v | v
Seagate | Nytro3732 | XS320ME70094 | 2.5" | 3.2TB |  |  |  |  | v | v | v | v | v | v | v
Seagate | Nytro3732 | XS320ME70114 | 2.5" | 3.2TB |  |  |  |  | v | v | v | v | v | v | v
Seagate | Nytro3732 | XS320ME70084 | 2.5" | 3.2TB |  |  |  |  | v | v | v | v | v | v | v
Seagate | Nytro3732 | XS6400LE70094 | 2.5" | 6.4TB |  |  |  |  | v | v | v | v | v | v | v
Seagate | Nytro3732 | XS6400LE70114 | 2.5" | 6.4TB |  |  |  |  | v | v | v | v | v | v | v
Seagate | Nytro3732 | XS6400LE70084 | 2.5" | 6.4TB |  |  |  |  | v | v | v | v | v | v | v
Seagate | Nytro3732 | XS800LE70084 | 2.5" | 800GB |  |  |  |  | v | v | v | v | v | v | v
Seagate | Nytro3732 | XS800LE70094 | 2.5" | 800GB |  |  |  |  | v | v | v | v | v | v | v
Seagate | Nytro3732 | XS800LE70114 | 2.5" | 800GB |  |  |  |  | v | v | v | v | v | v | v
Seagate | Nytro3532 | XS800LE70084 | 2.5" | 800GB |  |  |  |  | v | v | v | v | v | v | v
Seagate | Nytro3532 | XS800LE70094 | 2.5" | 800GB | SED |  |  |  | v | v | v | v | v | v | v
Seagate | Nytro3532 | XS800LE70104 | 2.5" | 800GB | SED-FIPS |  |  |  | v | v | v | v | v | v | v
Seagate | Nytro3532 | XS800LE70114 | 2.5" | 800GB | ISE |  |  |  | v | v | v | v | v | v | v
Seagate | Nytro3732 | XS160LE70094 | 2.5" | 1.6TB |  |  |  |  | v | v | v | v | v | v | v
Seagate | Nytro3732 | XS160LE70114 | 2.5" | 1.6TB |  |  |  |  | v | v | v | v | v | v | v
Seagate | Nytro3732 | XS160LE70084 | 2.5" | 1.6TB |  |  |  |  | v | v | v | v | v | v | v
Seagate | Nytro3532 | XS1600LE70084 | 2.5" | 1.6TB |  |  |  |  | v | v | v | v | v | v | v
Seagate | Nytro3532 | XS1600LE70094 | 2.5" | 1.6TB | SED |  |  |  | v | v | v | v | v | v | v
Seagate | Nytro3532 | XS1600LE70104 | 2.5" | 1.6TB | SED-FIPS |  |  |  | v | v | v | v | v | v | v
Seagate | Nytro3532 | XS1600LE70114 | 2.5" | 1.6TB | ISE |  |  |  | v | v | v | v | v | v | v
Seagate | Nytro3732 | XS320LE70094 | 2.5" | 3.2TB |  |  |  |  | v | v | v | v | v | v | v
Seagate | Nytro3732 | XS320LE70114 | 2.5" | 3.2TB |  |  |  |  | v | v | v | v | v | v | v
Seagate | Nytro3732 | XS320LE70084 | 2.5" | 3.2TB |  |  |  |  | v | v | v | v | v | v | v
Seagate | Nytro3532 | XS3200LE70084 | 2.5" | 3.2TB |  |  |  |  | v | v | v | v | v | v | v
Seagate | Nytro3532 | XS3200LE70094 | 2.5" | 3.2TB | SED |  |  |  | v | v | v | v | v | v | v
Seagate | Nytro3532 | XS3200LE70104 | 2.5" | 3.2TB | SED-FIPS |  |  |  | v | v | v | v | v | v | v
Seagate | Nytro3532 | XS3200LE70114 | 2.5" | 3.2TB | ISE |  |  |  | v | v | v | v | v | v | v
Seagate | Nytro3732 | XS640LE70094 | 2.5" | 6.4TB |  |  |  |  | v | v | v | v | v | v | v
Seagate | Nytro3732 | XS640LE70114 | 2.5" | 6.4TB |  |  |  |  | v | v | v | v | v | v | v
Seagate | Nytro3732 | XS640LE70084 | 2.5" | 6.4TB |  |  |  |  | v | v | v | v | v | v | v
Seagate | Nytro3532 | XS6400LE70084 | 2.5" | 6.4TB |  |  |  |  | v | v | v | v | v | v | v
Seagate | Nytro3532 | XS6400LE70094 | 2.5" | 6.4TB | SED |  |  |  | v | v | v | v | v | v | v
Seagate | Nytro3532 | XS6400LE70104 | 2.5" | 6.4TB | SED-FIPS |  |  |  | v | v | v | v | v | v | v
Seagate | Nytro3532 | XS6400LE70114 | 2.5" | 6.4TB | ISE |  |  |  | v | v | v | v | v | v | v
Samsung | PM1643a | MZILT15THALA-00007 | 2.5" | 15.36TB |  |  |  |  | v | v | v | v | v | v | v
Samsung | PM1643a | MZILT1T9HBJR-00007 | 2.5" | 1.92TB |  |  |  |  | v | v | v | v | v | v | v
Samsung | PM1643a | MZILT30THALA-00007 | 2.5" | 30.72TB |  |  |  |  | v | v | v | v | v | v | v
Samsung | PM1643a | MZILT3T8HBLS-00007 | 2.5" | 3.84TB |  |  |  |  | v | v | v | v | v | v | v
Samsung | PM1643a | MZILT7T6HALA-00007 | 2.5" | 7.68TB |  |  |  |  | v | v | v | v | v | v | v
Samsung | PM1643a | MZILT960HBHQ-00007 | 2.5" | 960GB |  |  |  |  | v | v | v | v | v | v | v
Samsung | PM1643 | MZILT15THMLA-00007 | 2.5" | 15.36TB |  |  |  |  | v | v | v | v | v | v | v
Samsung | PM1643 | MZILT1T9HAJQ-00007 | 2.5" | 1.92TB |  |  |  |  | v | v | v | v | v | v | v
Samsung | PM1643 | MZILT30THMLA-00007 | 2.5" | 30.72TB |  |  |  |  | v | v | v | v | v | v | v
Samsung | PM1643 | MZILT3T8HALS-00007 | 2.5" | 3.84TB |  |  |  |  | v | v | v | v | v | v | v
Samsung | PM1643 | MZILT7T6HMLA-00007 | 2.5" | 7.68TB |  |  |  |  | v | v | v | v | v | v | v
Samsung | PM1643 | MZILT960HAHQ-00007 | 2.5" | 960GB |  |  |  |  | v | v | v | v | v | v | v
KIOXIA (Toshiba) | PM5-M Series KPM51MUG**** Series | KPM51MUG3T20 KPM51MUG1T60 KPM51MUG800G KPM51MUG400G | 2.5 | 3.2TB 1.6TB 800GB 400GB |  |  |  |  | V | V | V | V | V | V | V
KIOXIA (Toshiba) | PM5-V Series KPM51VUG**** Series | KPM51VUG6T40 KPM51VUG3T20 KPM51VUG1T60 KPM51VUG800G KPM51VUG400G | 2.5 | 6.4TB 3.2TB 1.6TB 800GB 400GB |  |  |  |  | V | V | V | V | V | V | V
KIOXIA (Toshiba) | PM5-R Series KPM51RUG**** Series | KPM51RUG15T3 KPM51RUG7T68 KPM51RUG3T84 KPM51RUG1T92 KPM51RUG960G KPM51RUG480G | 2.5 | 15.36TB 7.68TB 3.84TB 1.92TB 960GB 480GB |  |  |  |  | V | V | V | V | V | V | V
2.5 | KIOXIA (Toshiba) | PM5-R Series KPM5XRUG**** Series | 2.5 | 15.36TB 7.68TB 3.84TB 1.92TB 960GB 480GB |  |  |  |  | V | V | V | V | V | V | V
2.5 | KIOXIA (Toshiba) | PM5-R Series KPM5VRUG**** Series | 2.5 | 15.36TB 7.68TB 3.84TB 1.92TB 960GB 480GB |  |  |  |  | V | V | V | V | V | V | V
2.5 | KIOXIA (Toshiba) | PM5-R Series KPM5WRUG**** Series | 2.5 | 15.36TB 7.68TB 3.84TB 1.92TB 960GB 480GB |  |  |  |  | V | V | V | V | V | V | V
KIOXIA (Toshiba) | PX05SMB*** Series | PX05SMB320 PX05SMB160 PX05SMB080 PX05SMB040 | 2.5 | 3.2TB 1.6TB 800GB 400GB |  |  |  |  | V | V | V | V | V | V | V
Western Digital (HGST) | Ultrastar DC SS530 | WUSTM3232ASS204 WUSTM3216ASS204 WUSTM3280ASS204 WUSTM3240ASS204 | 2.5 | 3.2TB 1.6TB 800GB 400GB |  |  |  |  | V | V | V | V | V | V | V
Western Digital (HGST) | Ultrastar DC SS530 | WUSTR6464ASS204 WUSTR6432ASS204 WUSTR6416ASS204 WUSTR6480ASS204 WUSTR6440ASS204 | 2.5 | 6.4TB 3.2TB 1.6TB 800GB 400GB |  |  |  |  | V | V | V | V | V | V | V
Western Digital (HGST) | Ultrastar DC SS530 | WUSTR1515ASS204 WUSTR1576ASS204 WUSTR1538ASS204 WUSTR1519ASS204 WUSTR1596ASS204 WUSTR1548ASS204 | 2.5 | 15.36TB 7.68TB 3.84TB 1.92GB 960GB 480GB |  |  |  |  | V | V | V | V | V | V | V
* Note: These models only support up to 8 drive bays.

## NVMe U.2 SSD
[9 empty] | XN5008R XN7008R XN8008R | XN5012R XN7012R XN8012R
Vendor | Series | Model | FF | Capacity | Class | Specification | FW | Comment
Intel | DC P3520 | SSDPE2MX450G701 | 2.5 | 450GB |  |  |  |  | V | V
Intel | DC P3700 | SSDPE2MD400G401 | 2.5 | 400GB |  |  |  |  | V | V
Intel | 750 | SSDPE2MW400G4 | 2.5 | 400GB |  |  |  |  | V | V
HGST | Ultrastar SN100 | HUSPR3216ADP301 | 2.5 | 3.2TB |  |  |  |  | V | V
HGST | Ultrastar SN100 | HUSPR3232ADP301 | 2.5 | 1.6TB |  |  |  |  | V | V
HGST | Ultrastar SN100 | HUSPR3280ADP301 | 2.5 | 800GB |  |  |  |  | V | V
Seagate | Nytro 5000 | XP1920LE10002 | 2.5 | 1.92TB |  |  |  | *The SSD info displayed on the UI will be updated from QSM FW 3.1 onwards | V | V
Seagate | Nytro 5000 | XP960LE10002 | 2.5 | 960GB |  |  |  | *The SSD info displayed on the UI will be updated from QSM FW 3.1 onwards | V | V
Seagate | Nytro 5000 | XP1600HE10002 | 2.5 | 1.6TB |  |  |  |  | V | V
Seagate | Nytro 5000 | XP800HE10002 | 2.5 | 800GB |  |  |  | *The SSD info displayed on the UI will be updated from QSM FW 3.1 onwards | V | V
Techman | XC100 | XC100E55 | 2.5 | 3200GB |  |  | 1.4 |  | V | V
Kioxia(Toshiba) | CM5 | KCM51RUG960G | 2.5 | 960GB |  |  |  |  | V | V
Kioxia(Toshiba) | XD5 | KXD51RUE960G | 2.5 | 960GB |  |  |  |  | V | V
Kioxia(Toshiba) | XD5 | KXD51RUE1T92 | 2.5 | 1.92TB |  |  |  |  | V | V
Kioxia(Toshiba) | XD5 | KXD51RUE3T84 | 2.5 | 3.84TB |  |  |  |  | V | V
Kioxia(Toshiba) | CD5 | KCD5XLUG960G | 2.5 | 960GB |  | SIE |  |  | V | V
Kioxia(Toshiba) | CD5 | KCD51LUG960G | 2.5 | 960GB |  |  |  |  | V | V
Kioxia(Toshiba) | CD5 | KCD5DLUG960G | 2.5 | 960GB |  | SED |  |  | V | V
Kioxia(Toshiba) | CD5 | KCD5FLUG960G | 2.5 | 960GB |  | SED FIPS |  |  | V | V
Kioxia(Toshiba) | CD5 | KCD51LUG1T92 | 2.5 | 1.92TB |  |  |  |  | V | V
Kioxia(Toshiba) | CD5 | KCD5XLUG1T92 | 2.5 | 1.92TB |  | SIE |  |  | V | V
Kioxia(Toshiba) | CD5 | KCD5DLUG1T92 | 2.5 | 1.92TB |  | SED |  |  | V | V
Kioxia(Toshiba) | CD5 | KCD5FLUG1T92 | 2.5 | 1.92TB |  | SED FIPS |  |  | V | V
Kioxia(Toshiba) | CD5 | KCD51LUG3T84 | 2.5 | 3.84TB |  |  |  |  | V | V
Kioxia(Toshiba) | CD5 | KCD5XLUG3T84 | 2.5 | 3.84TB |  | SIE |  |  | V | V
Kioxia(Toshiba) | CD5 | KCD5DLUG3T84 | 2.5 | 3.84TB |  | SED |  |  | V | V
Kioxia(Toshiba) | CD5 | KCD5FLUG3T84 | 2.5 | 3.84TB |  | SED FIPS |  |  | V | V
Kioxia(Toshiba) | CD5 | KCD51LUG7T68 | 2.5 | 7.68TB |  |  |  |  | V | V
Kioxia(Toshiba) | CD5 | KCD5XLUG7T68 | 2.5 | 7.68TB |  | SIE |  |  | V | V
Kioxia(Toshiba) | CD5 | KCD5DLUG7T68 | 2.5 | 7.68TB |  | SED |  |  | V | V
Kioxia(Toshiba) | CD5 | KCD5FLUG7T68 | 2.5 | 7.68TB |  | SED FIPS |  |  | V | V
WD | SN840 | WUS4BA119DSP3Xz | 2.5 | 1.92TB |  |  |  |  | V | V
WD | SN840 | WUS4BA138DSP3Xz | 2.5 | 3.84TB |  |  |  |  | V | V
WD | SN840 | WUS4BA176DSP3Xz | 2.5 | 7.68TB |  |  |  |  | V | V
WD | SN840 | WUS4BA1A1DSP3Xz | 2.5 | 15.36TB |  |  |  |  | V | V
WD | SN840 | WUS4C6416DSP3Xz | 2.5 | 1.6TB |  |  |  |  | V | V
WD | SN840 | WUS4C6432DSP3Xz | 2.5 | 3.2TB |  |  |  |  | V | V
WD | SN840 | WUS4C6464DSP3Xz | 2.5 | 6.4TB |  |  |  |  | V | V

## SATA SSD
[8 empty] | MBR | Kabylake | [5 empty] | Broadwell |  |  | Apollolake |  |  |  | Broadwell
[8 empty] | XN3004R | XN5004T XN7004T | XN5008T XN7008T XN8008T | XN5004R XN7004R | XN5008R XN7008R XN8008R | XN5012R XN7012R XN8012R | XN8012S | XN7016R XN8016R | XN7024R XN8024R |  | XN3002T | XN3004T | XN3006T | XN3008T | XN8012D | XN8016D | XN8024D | XN8026D
Vendor | Series | Model | FF | Capacity | Class | Specification | FW
Apacer | A350 | AS350 | 2.5 | 128GB |  |  |  | V | V | V |  |  |  | V |  |  |  | V | V | V | V | V | V | V | V
Crucial | MX300 | CT275MX300SSD1 | 2.5 | 275GB |  |  |  | V | V | V | V | V | V | V | V | V |  | V | V | V | V | V | V | V | V
Crucial | MX300 | CT575MX300SSD1 | 2.5 | 525GB |  |  |  | V | V | V | V | V | V | V | V | V |  | V | V | V | V | V | V | V | V
Crucial | MX300 | CT750MX300SSD1 | 2.5 | 750GB |  |  |  | V | V | V | V | V | V | V | V | V |  | V | V | V | V | V | V | V | V
Crucial | MX300 | CT1050MX300SSD1 | 2.5 | 1TB |  |  |  | V | V | V | V | V | V | V | V | V |  | V | V | V | V | V | V | V | V
Crucial | MX300 | CT2050MX300SSD1 | 2.5 | 2TB | Client | 530 MB/s Read, 510 MB/s Write |  | V | V | V | V | V | V | V | V | V |  | V | V | V | V | V | V | V | V
Intel | DC S4600 | SSDSC2KG019T7ES | 2.5 | 1.9TB |  |  |  | V | V | V | V | V | V | V | V | V |  | V | V | V | V | V | V | V | V
Intel | DC S4600 | SSDSC2KG960G7ES | 2.5 | 960GB |  |  |  | V | V | V | V | V | V | V | V | V |  | V | V | V | V | V | V | V | V
Intel | DC S4600 | SSDSC2KG480G7ES | 2.5 | 480GB |  |  |  | V | V | V | V | V | V | V | V | V |  | V | V | V | V | V | V | V | V
Intel | DC S4600 | SSDSC2KR240G7ES | 2.5 | 240GB |  |  |  | V | V | V | V | V | V | V | V | V |  | V | V | V | V | V | V | V | V
Intel | DC S3710 | SSDSC2BA200G401 | 2.5 | 200GB |  |  |  | V | V | V | V | V | V | V | V | V |  | V | V | V | V | V | V | V | V
Intel | DC S3520 | SSDSC2BB150G701 | 2.5 | 150G |  |  |  | V | V | V | V | V | V | V | V | V |  | V | V | V | V | V | V | V | V
Intel | DC S3520 | SSDSC2BB240G701 | 2.5 | 240G |  |  |  | V | V | V | V | V | V | V | V | V |  | V | V | V | V | V | V | V | V
Intel | 540s | SSDSC2KW180H6X1 | 2.5 | 180G |  |  |  | V | V | V | V | V | V | V | V | V |  | V | V | V | V | V | V | V | V
Intel | 540s | SSDSC2KW120H6X1 | 2.5 | 120G |  |  |  | V | V | V | V | V | V | V | V | V |  | V | V | V | V | V | V | V | V
Micron | M510DC | MTFDDAK600MBP | 2.5 | 600GB | Enterprise |  |  | V | V | V | V | V | V | V | V | V |  | V | V | V | V | V | V | V | V
Micron | M510DC | MTFDDAK480MBP | 2.5 | 480GB | Enterprise |  |  | V | V | V | V | V | V | V | V | V |  | V | V | V | V | V | V | V | V
Micron | M510DC | MTFDDAK240MBP | 2.5 | 240GB | Enterprise |  |  | V | V | V | V | V | V | V | V | V |  | V | V | V | V | V | V | V | V
Micron | M510DC | MTFDDAK120MBP | 2.5 | 120GB | Enterprise |  |  | V | V | V | V | V | V | V | V | V |  | V | V | V | V | V | V | V | V
Micron | MX500 | CT250MX500SSD1 | 2.5 | 250GB | Enterprise |  |  | V | V | V | V | V | V | V | V | V |  | V | V | V | V | V | V | V | V
Micron | MX500 | CT500MX500SSD1 | 2.5 | 500GB | Enterprise |  |  | V | V | V | V | V | V | V | V | V |  | V | V | V | V | V | V | V | V
Micron | MX500 | CT1000MX500SSD1 | 2.5 | 1TB | Enterprise |  |  | V | V | V | V | V | V | V | V | V |  | V | V | V | V | V | V | V | V
Micron | MX500 | CT2000MX500SSD1 | 2.5 | 2TB | Enterprise |  |  | V | V | V | V | V | V | V | V | V |  | V | V | V | V | V | V | V | V
Micron | 5100 Pro | MTFDDAK960TCB | 2.5 | 960GB |  |  |  | V | V | V | V | V | V | V | V | V |  | V | V | V | V | V | V | V | V
Samsung | SM883 | MZ7KH3T8HALS MZ7KH1T9HAJR MZ7KH960HAJR MZ7KH480HAHQ MZ7KH240HAHQ | 2.5 | 3.84TB 1.92TB 960GB 480GB 240GB |  |  |  | V | V | V | V | V | V | V | V | V |  | V | V | V | V | V | V | V | V
Samsung | PM883 | MZ7LH240HAHQ MZ7LH480HAHQ MZ7LH960HAJR MZ7LH1T9HMLT MZ7LH3T8HMLT MZ7LH7T6HMLA | 2.5 | 240GB 480GB 960GB 1.92TB 3.84TB 7.68TB |  |  |  | V | V | V | V | V | V | V | V | V |  | V | V | V | V | V | V | V | V
Samsung | 870 QVO | MZ-77Q8T0 MZ-77Q4T0 MZ-77Q2T0 MZ-77Q1T0 | 2.5 | 8TB 4TB 2TB 1TB |  |  |  | V | V | V | V | V | V | V | V | V |  | V | V | V | V | V | V | V | V
SanDisk | SSD Plus | SDSSDA-120G-G26 | 2.5 | 120GB | Client |  |  | V | V | V | V | V | V | V | V | V |  | V | V | V | V | V | V | V | V
SanDisk | CloudSpeed Eco™ Gen. II | SDLF1DAR-480G | 2.5 | 480GB | Data center |  |  | V | V | V | V | V | V | V | V | V |  | V | V | V | V | V | V | V | V
SanDisk | CloudSpeed Eco™ Gen. II | SDLF1DAR-960G | 2.5 | 960GB | Data center |  |  | V | V | V | V | V | V | V | V | V |  | V | V | V | V | V | V | V | V
SanDisk | CloudSpeed Eco™ Gen. II | SDLF1CRR-019T | 2.5 | 1.92TB | Data center |  |  | V | V | V | V | V | V | V | V | V |  | V | V | V | V | V | V | V | V
Seagate | Nytro 1351 | XA3840LE10063 | 2.5 | 3.84TB |  |  |  | V | V | V | V | V | V | V | V | V |  | V | V | V | V | V | V | V | V
Seagate | Nytro 1351 | XA1920LE10063 | 2.5 | 1.92TB |  |  |  | V | V | V | V | V | V | V | V | V |  | V | V | V | V | V | V | V | V
Seagate | Nytro 1351 | XA960LE10063 | 2.5 | 960GB |  |  |  | V | V | V | V | V | V | V | V | V |  | V | V | V | V | V | V | V | V
Seagate | Nytro 1351 | XA480LE10063 | 2.5 | 480GB |  |  |  | V | V | V | V | V | V | V | V | V |  | V | V | V | V | V | V | V | V
Seagate | Nytro 1351 | XA240LE10003 | 2.5 | 240GB |  |  |  | V | V | V | V | V | V | V | V | V |  | V | V | V | V | V | V | V | V
Seagate | Nytro XF1551 | XA3840ME10063 XA1920ME10063 XA960ME10063 XA480ME10063 XA240ME10003 | 2.5 | 3.84TB 1.92TB 960GB 480GB 240GB |  |  |  | V | V | V | V | V | V | V | V | V |  | V | V | V | V | V | V | V | V
Seagate | Nytro XF1351 | XA3840LE10063 XA1920LE10063 XA960LE10063 XA480LE10063 XA240LE10003 | 2.5 | 3.84TB 1.92TB 960GB 480GB 240GB |  |  |  | V | V | V | V | V | V | V | V | V |  | V | V | V | V | V | V | V | V
Seagate | Nytro XF1212 | XF1212-1A0512 | 2.5 | 480GB |  |  |  | V | V | V | V | V | V | V | V | V |  | V | V | V | V | V | V | V | V
Seagate | Nytro XF1230 | XF1230-1A0240 | 2.5 | 240GB |  |  | ST200355 | V | V | V | V | V | V | V | V | V |  | V | V | V | V | V | V | V | V
Seagate | Nytro XF1230 | XF1230-1A0480 | 2.5 | 480GB |  |  | ST200355 | V | V | V | V | V | V | V | V | V |  | V | V | V | V | V | V | V | V
Seagate | Nytro XF1230 | XF1230-1A0960 | 2.5 | 960GB |  |  | ST200355 | V | V | V | V | V | V | V | V | V |  | V | V | V | V | V | V | V | V
Seagate | Nytro XF1230 | XF1230-1A1920 | 2.5 | 1.92TB |  |  | ST200355 | V | V | V | V | V | V | V | V | V |  | V | V | V | V | V | V | V | V
Seagate | Ironwolf 125 | ZA4000NM10002 | 2.5 | 4TB |  |  |  | V | V | V | V | V | V | V | V | V |  | V | V | V | V | V | V | V | V
Seagate | Ironwolf 125 | ZA2000NM10002 | 2.5 | 2TB |  |  |  | V | V | V | V | V | V | V | V | V |  | V | V | V | V | V | V | V | V
Seagate | Ironwolf 125 | ZA1000NM10002 | 2.5 | 1TB |  |  |  | V | V | V | V | V | V | V | V | V |  | V | V | V | V | V | V | V | V
Seagate | Ironwolf 125 | ZA500NM10002 | 2.5 | 500GB |  |  |  | V | V | V | V | V | V | V | V | V |  | V | V | V | V | V | V | V | V
Seagate | Ironwolf 125 | ZA250NM10002 | 2.5 | 250GB |  |  |  | V | V | V | V | V | V | V | V | V |  | V | V | V | V | V | V | V | V
Seagate | Ironwolf 110 | ZA3840NX100001 | 2.5 | 3.84TB |  |  |  | V | V | V | V | V | V | V | V | V |  | V | V | V | V | V | V | V | V
Seagate | Ironwolf 110 | ZA3840NM10001 | 2.5 | 3.84TB |  |  |  | V | V | V | V | V | V | V | V | V |  | V | V | V | V | V | V | V | V
Seagate | Ironwolf 110 | ZA1920NM10001 | 2.5 | 1.92TB |  |  |  | V | V | V | V | V | V | V | V | V |  | V | V | V | V | V | V | V | V
Seagate | Ironwolf 110 | ZA960NM10001 | 2.5 | 960GB |  |  |  | V | V | V | V | V | V | V | V | V |  | V | V | V | V | V | V | V | V
Seagate | Ironwolf 110 | ZA480NM10001 | 2.5 | 480GB |  |  |  | V | V | V | V | V | V | V | V | V |  | V | V | V | V | V | V | V | V
Seagate | Ironwolf 110 | ZA240NM10001 | 2.5 | 240GB |  |  |  | V | V | V | V | V | V | V | V | V |  | V | V | V | V | V | V | V | V
ADATA | Premier Pro SP900 | ASP900SS-64GM | 2.5 | 64GB |  |  |  | V | V | V | V | V | V | V | V | V |  | V | V | V | V | V | V | V | V
ADATA | Premier Pro SP900 | ASP900SS-128GM | 2.5 | 128GB |  |  |  | V | V | V | V | V | V | V | V | V |  | V | V | V | V | V | V | V | V
ADATA | Ultimate SU800 | ASU800SS-1TT-C | 2.5 | 1TB |  |  |  | V | V | V | V | V | V | V | V | V |  | V | V | V | V | V | V | V | V
ADATA | SU900 | ASU900SS-512GM | 2.5 | 512GB |  |  |  | V | V | V | V | V | V | V | V | V |  | V | V | V | V | V | V | V | V
SMI | FerriSSD | MA619GXDIDE | 2.5 | 128GB |  |  |  | V | V | V | V | V | V | V | V | V |  | V | V | V | V | V | V | V | V
Toshiba | Intensive SSD | KMP51RUG960G | 2.5 | 960GB |  |  |  | testing | testing | testing | testing | testing | testing | V | V | V | V | V | V | V | V | V | V | V | V
KIOXIA (Toshiba) | HK6-R Series | KHK61RSE7T68 KHK61RSE3T84 KHK61RSE1T92 KHK61RSE960G KHK61RSE480G | 2.5 | 7.68TB 3.84TB 1.92TB 960GB 480GB |  |  |  | V | V | V | V | V | V | V | V | V | V | V | V | V | V | V | V | V | V
WD | RED | WDS500G1R0A | 2.5 | 500GB |  |  |  | V | V | V | V | V | V | V | V | V |  | V | V | V | V | V | V | V | V
WD | RED | WDS100T1R0A | 2.5 | 1TB |  |  |  | V | V | V | V | V | V | V | V | V |  | V | V | V | V | V | V | V | V
WD | RED | WDS200T1R0A | 2.5 | 2TB |  |  |  | V | V | V | V | V | V | V | V | V |  | V | V | V | V | V | V | V | V
WD | RED | WDS400T1R0A-68A4W0 | 2.5 | 4TB |  |  |  | V | V | V | V | V | V | V | V | V |  | V | V | V | V | V | V | V | V
WD | SA530 3D NAND | PC SA530 | 2.5 | 256GB | [8 empty] | V | V | V | V |  | V | V | V | V | V | V | V | V
Western Digital (HGST) | PC SA530 | SDASB8Y-1T00 SDASB8Y-512G SDASB8Y-256G | 2.5 | 1TB 512GB 256GB |  |  |  | v | v | v | v | v | v | V | v | v |  | v | v | v | v | V | V | V | V
Micron | 5210 | MTFDDAK1T9QDE | 2.5 | 1.92TB |  |  |  | V | V | V | V | V | V | V | V | V |  | V | V | V | V | V | V | V | V
Micron | 5210 | MTFDDAK1T9QDE | 2.5 | 3.84TB |  |  |  | V | V | V | V | V | V | V | V | V |  | V | V | V | V | V | V | V | V
|  | MTFDDAK7T6QDE | 2.5 | 7.84TB |  |  |  | V | V | V | V | V | V | V | V | V |  | V | V | V | V | V | V | V | V
* Note: These models are verified by QSAN partner.

## Memory (hidden)
[12 empty] | Skylake/Kaby-lake | [6 empty] | Apollolake
[11 empty] | Bug ID | XN5004T XN7004T XM8004T | XN5006T XN7006T XN8006T | XN5008T XN8008T XN7008T | XN5004R XN7004R | XN5008R XN5012R XN7008R XN7012R XN8008R XN8012R | Comment | Bug ID | XN3002T | XN3004T | XN3006T | XN3008T | Comment
Vendor | Series | Model | Capacity | Specification | Quantity | Priority | 採購方式 | Comment | 到貨日期 | 歸還日期
Transcend |  | DDR4 | 16G | U-DIMM (ECC) 2133 2Rx8 |  |  | 已借到 | For XN8000R |  |  |  | NA | NA | NA | NA |  |  |  | NA | NA | NA | NA
Transcend |  | DDR4 | 16G | U-DIMM (n/ECC) 2133 2Rx8 |  |  | 已借到 | For XN5000R/XN7000R |  |  |  | NA | NA | NA |  | NA |  |  | NA | NA | NA | NA
Transcend |  | DDR4 | 8G | U-DIMM (ECC) 2133 2Rx8 |  |  | 有購買 | For XN8000R |  |  |  | NA | NA | NA | NA |  |  |  | NA | NA | NA | NA
Transcend |  | DDR4 | 8G | U-DIMM (n/ECC) 2133 2Rx8 |  |  | 有購買 | For XN5000R/XN7000R |  |  |  | NA | NA | NA |  | NA |  |  | NA | NA | NA | NA
Transcend |  | DDR4 | 4G | U-DIMM (ECC) 2133 1Rx8 |  |  | 正在借 | For XN8000R |  |  |  | NA | NA | NA | NA |  |  |  | NA | NA | NA | NA
Transcend |  | DDR4 | 4G | U-DIMM (n/ECC) 2133 1Rx8 |  |  | 正在借 | For XN5000R/XN7000R |  |  |  | NA | NA | NA |  | NA |  |  | NA | NA | NA | NA
Transcend |  | DDR4 | 16G | SO-DIMM (n/ECC) 2133 2Rx8 |  |  | 已借到 | For XN5000T/XN7000T/XN8000T | [6 empty] | NA | NA |  |  | NA | NA | NA | NA
Transcend |  | DDR4 | 8G | SO-DIMM (n/ECC) 2133 2Rx8 |  |  | 已借到+有購買 | For XN5000T/XN7000T/XN8000T | [6 empty] | NA | NA |  |  | NA | NA | NA | NA
Transcend |  | DDR4 | 4G | SO-DIMM (n/ECC) 2133 1Rx8 |  |  | 已借到+有購買 | For XN5000T/XN7000T/XN8000T | [6 empty] | NA | NA |  |  | NA | NA | NA | NA
Transcend |  | DDR3L | 4G | SO-DIMM (n/ECC) 1600 1Rx8 |  |  | 已借到+有購買 | For XN3000T |  |  |  | NA | NA | NA | NA | NA
Kinston |  | DDR4 | 16G | U-DIMM (ECC) 2133 2Rx8 |  |  |  | For XN8000R |  |  |  | NA | NA | NA | NA |  |  |  | NA | NA | NA | NA
Kinston |  | DDR4 | 16G | U-DIMM (n/ECC) 2133 2Rx8 |  |  |  | For XN5000R/XN7000R |  |  |  | NA | NA | NA |  | NA |  |  | NA | NA | NA | NA
Kinston |  | DDR4 | 8G | U-DIMM (ECC) 2133 2Rx8 |  |  |  | For XN8000R |  |  |  | NA | NA | NA | NA |  |  |  | NA | NA | NA | NA
Kinston |  | DDR4 | 8G | U-DIMM (n/ECC) 2133 1Rx8 |  |  |  | For XN5000R/XN7000R |  |  |  | NA | NA | NA |  | NA |  |  | NA | NA | NA | NA
Kinston |  | DDR4 | 4G | U-DIMM (ECC) 2133 2Rx8 |  |  | 正在借 | For XN8000R |  |  |  | NA | NA | NA | NA |  |  |  | NA | NA | NA | NA
Kinston |  | DDR4 | 4G | U-DIMM (n/ECC) 2133 1Rx8 |  |  | 正在借 | For XN5000R/XN7000R |  |  |  | NA | NA | NA |  | NA |  |  | NA | NA | NA | NA
Kinston |  | DDR4 | 16G | SO-DIMM (n/ECC) 2133 2Rx8 |  |  |  | For XN5000T/XN7000T/XN8000T | [6 empty] | NA | NA |  |  | NA | NA | NA | NA
Kinston |  | DDR4 | 8G | SO-DIMM (n/ECC) 2133 2Rx8 |  |  | 有購買 | For XN5000T/XN7000T/XN8000T | [6 empty] | NA | NA |  |  | NA | NA | NA | NA
Kinston |  | DDR4 | 4G | SO-DIMM (n/ECC) 2400 1Rx8 |  |  | 已借到+有購買 | For XN5000T/XN7000T/XN8000T | [6 empty] | NA | NA |  |  | NA | NA | NA | NA
Kinston |  | DDR3L | 4G | SO-DIMM (n/ECC) 1600 1Rx8 |  |  | 已借到 | For XN3000T |  |  |  | NA | NA | NA | NA | NA
Adata |  | DDR4 | 16G | U-DIMM (ECC) 2133 2Rx8 |  |  | 已借到 | For XN8000R |  |  |  | NA | NA | NA | NA |  |  |  | NA | NA | NA | NA
Adata |  | DDR4 | 16G | U-DIMM (n/ECC) 2133 2Rx8 |  |  |  | For XN5000R/XN7000R |  |  |  | NA | NA | NA |  | NA |  |  | NA | NA | NA | NA
Adata |  | DDR4 | 8G | U-DIMM (ECC) 2133 2Rx8 |  |  | 已借到 | For XN8000R |  |  |  | NA | NA | NA | NA |  |  |  | NA | NA | NA | NA
Adata |  | DDR4 | 8G | U-DIMM (n/ECC) 2133 1Rx8 |  |  |  | For XN5000R/XN7000R |  |  |  | NA | NA | NA |  | NA |  |  | NA | NA | NA | NA
Adata |  | DDR4 | 4G | U-DIMM (ECC) 2133 2Rx8 |  |  | 正在借 | For XN8000R |  |  |  | NA | NA | NA | NA |  |  |  | NA | NA | NA | NA
Adata |  | DDR4 | 4G | U-DIMM (n/ECC) 2133 1Rx8 |  |  | 正在借 | For XN5000R/XN7000R |  |  |  | NA | NA | NA |  | NA |  |  | NA | NA | NA | NA
Adata |  | DDR4 | 16G | SO-DIMM (n/ECC) 2133 2Rx8 |  |  |  | For XN5000T/XN7000T/XN8000T | [6 empty] | NA | NA |  |  | NA | NA | NA | NA
Adata |  | DDR4 | 8G | SO-DIMM (n/ECC) 2133 2Rx8 |  |  | 已借到 | For XN5000T/XN7000T/XN8000T | [6 empty] | NA | NA |  |  | NA | NA | NA | NA
Adata |  | DDR4 | 4G | SO-DIMM (n/ECC) 2133 1Rx8 |  |  |  | For XN5000T/XN7000T/XN8000T | [6 empty] | NA | NA |  |  | NA | NA | NA | NA
Adata |  | DDR3L | 4G | SO-DIMM (n/ECC) 1600 1Rx8 |  |  |  | For XN3000T |  |  |  | NA | NA | NA | NA | NA

## Switch
[5 empty] | Kabylake |  |  |  |  | Broadwell |  |  | Apollolake |  |  |  |  | Broadwell
[5 empty] | XN5004T XN7004T | XN5008T XN7008T XN8008T | XN5004R XN7004R | XN5008R XN7008R XN8008R | XN5012R XN7012R XN8012R | XN7016R XN8016R | XN7024R XN8024R |  | XN3002T | XN3004T | XN3006T | XN3008T | XN8012D | XN8016D | XN8024D | XN8026D
Vendor | Series | Model | Class | Specification
Netgear | M4300 | M4300-8X8F, XSM4316S |  | http://www.downloads.netgear.com/files/GDC/datasheet/en/M4300.pdf?cid=wmt_netgear_organic | V | V | V | V | V | V | V |  | V | V | V | V | V | V | V | V
Netgear | M4300 | M4300-12X12F, XSM4324S |  |  | V | V | V | V | V | V | V |  | V | V | V | V | V | V | V | V
Netgear | M4300 | M4300-24X24F, XSM4348S |  |  | V | V | V | V | V | V | V |  | V | V | V | V | V | V | V | V
Netgear | ProSafe | XS708E |  | http://www.downloads.netgear.com/files/GDC/datasheet/en/XS708E.pdf | V | V | V | V | V | V | V |  | V | V | V | V | V | V | V | V
HP | 1920 Series | JG927A 1920-48G |  | http://store.hp.com/us/en/pdp/hp-1920-48g-switch | V | V | V | V | V | V | V |  | V | V | V | V | V | V | V | V
EnGenius | Cloud-enabled Switch | ECS5512 ECS5512FP | 8 x 10GbE/s (RJ45) ports 4 x 10GbE/s (SFP+) ports |  | V | V | V | V | V | V | V | V | V | V | V | V | V | V | V | V

## Router
|  |  | Kabylake |  |  |  |  | Broadwell |  | Apollolake
|  |  | XN5004T XN7004T | XN5008T XN7008T XN8008T | XN5004R XN7004R | XN5008R XN7008R XN8008R | XN5012R XN7012R XN8012R | XN7016R XN8016R | XN7024R XN8024R | XN3002T | XN3004T | XN3006T | XN3008T
Vendor | Series | Model
Netgear | Nighthawk X8 | AC5300 Smart WiFi Router | V | V | V | V | V | V | V | V | V | V | V
Netgear | Nighthawk R7000 |  | V | V | V | V | V | V | V | V | V | V | V
Netgear |  | WNDR3700 | V | V | V | V | V | V | V | V | V | V | V
ASUS |  | RT-AC1200G+ | V | V | V | V | V | V | V | V | V | V | V
ASUS |  | RT-N12D1 | V | V | V | V | V | V | V | V | V | V | V
TP-LINK | Archer C7 |  | V | V | V | V | V | V | V | V | V | V | V
TP-LINK |  | TL-WDR3600 | V | V | V | V | V | V | V | V | V | V | V
D-LINK |  | DIR-822 | V | V | V | V | V | V | V | V | V | V | V
D-LINK |  | DIR-612 | V | V | V | V | V | V | V | V | V | V | V

## UPS
[6 empty] | Kabylake |  | Kabylake |  |  |  |  | Broadwell |  |  | Apollolake
[6 empty] | All models | Comment | XN5004T XN7004T | XN5008T XN7008T XN8008T | XN5004R XN7004R | XN5008R XN7008R XN8008R | XN5012R XN7012R XN8012R | XN7016R XN8016R | XN7024R XN8024R | Comment | XN3002T | XN3004T | XN3006T | XN3008T
Vendor | Series | Model | Type | Series Models | Comment
APC | Smart-UPS | SMT750TW + AP9630 | Management with Serial Port, USB Port SNMP with AP9630 (SNMPv1/v3) | SMT1000 SMT1000RM2U SMT1500 SMT1500RM2U SMT2200 SMT2200RM2U SMT3000 SMT3000RM2U |  |  |  | V | V | V | V | V | V | V |  | V | V | V | V

## USB extended storage (hidden)
[12 empty] | Skylake | [6 empty] | Apollolake
[11 empty] | Bug ID | XN5004T XN7004T | XN5006T XN7006T | XN5008T XN7008T | XN5004R XN7004R | XN5008R XN5012R XN7008R XN7012R XN8008R XN8012R | Comment | Bug ID | XN3002T | XN3004T | XN3006T | XN3008T | Comment
Vendor | Type | Series | Model | Specification | Quantity | Priority | 採購方式 | Comment | 到貨日期 | 歸還日期

## Software (hidden)
Synology | https://www.synology.com/zh-tw/knowledgebase/DSM/tutorial/Backup_Restore/What_backup_software_does_my_Synology_NAS_support
QNAP | https://www.qnap.com/zh-tw/compatibility/?model=196&category=7
|  | Bug ID | Kabylake | Comment | Bug ID | Apollolake | Comment
Vendor | Type
Acronis True Image | Backup Utility
CA Brightstor ARCserve Backup | Backup Utility
EMC Retrospect | Backup Utility
Symantec Backup Exec | Backup Utility
LaCie Silverkeeper | Backup Utility