## Cover
QSAN Technology, Inc.
XCubeNAS Compatibility Matrix
Version 202503
114 台北市內湖區瑞湖街103號4樓
4F., No.103, Ruihu St., Neihu Dist., Taipei City 114, Taiwan (R.O.C.)
TEL : +886-2-7720-2118 FAX : +886-2-7720-0295

## Disclaimer
Disclaimer
1. | The compatibility matrix is for reference purpose only. It is subject to update at any time without notice.
2. | The compatibility test uses the versions as listed only.
3. | Althouth the test may spend a few hours up to a few days, it does not garentee the quality or reliability of these devices. The 3rd party device which has been listed means that it can work with our product at the time when testing it.
4. | QSAN will not provide technical support if your device is not on the QSAN compatibility matrix.

## Revision History
Revision History
Date | Version | Description
2025-03-05 | 202503 | Add: KIOXIA PM-R Series SAS SSD QSAN SD4 Series QSAN MD4 Series
2025-01-23 | 202501 | Add: TOSHIBA NL Series SATA HDD TOSHIBA NL Series SAS HDD
2025-01-22 | 202501 | Add: WD HC555 Series SATA HDD&SAS HDD WD HC590 Series SAS HDD WD HA340 Series SATA HDD
2025-01-07 | 202501 | Add: Intel D3-S4520 Series SATA SSD Samsung PM893 Series SATA SSD Micron 5400Series SATA SSD
2024-03-22 | 202403 | Add: Toshiba MG10 Series SAS HDD MG10SCA20TE
2024-01-29 | 202401 | Add: Toshiba MG08 Series SATA HDD MG08SDA400E
2023-11-27 | 202311 | Add: Seagate EXOS 24 Series SATA &SAS HDD
2023-11-01 | 202311 | Add: Toshiba MG10 Series SATA HDD
2023-10-31 | 202310 | Add: VEEAM Certification of XCubeNXT XN5100 series in Certification sheet
2023-10-24 | 202310 | Add: Samsung PM1653 series SAS SSD
2023-09-05 | 202309 | Remove: XCubeNAS XN8100R & XN5100R series in NVMe U.2 SSD section
2023-09-04 | 202309 | Add: Seagate Nytro 3750 SAS SSD (Standard, SED, SED FIPS & ISE) Seagate Nytro 3550 SAS SSD (Standard, SED, SED FIPS & ISE) Seagate Nytro 3350 SAS SSD (Standard, SED, SED FIPS & ISE) Seagate Nytro 2550 SAS SSD (Standard, SED, SED FIPS & ISE) Seagate Nytro 2350 SAS SSD (Standard, SED, SED FIPS & ISE)
2023-08-31 | 202308 | Add: XCubeNAS, XCubeNXT series in to WQHL certification & VMware certification
2023-08-30 | 202308 | Add model listed below into SATA HDD section XN8124D/S, XN8116D/S, XN8112D/S , XN5124D/S, XN5116D/S, XN5112D/S Add model listed below into SAS HDD section XN8124D/S, XN8116D/S, XN8112D/S , XN5124D/S, XN5116D/S, XN5112D/S Add model listed below into SAS SSD section XN8126D/S, XN8124D/S, XN8116D/S, XN8112D/S , XN8126D/S, XN5124D/S, XN5116D/S, XN5112D/S Add model listed below into SATA SSD section XN8126S, XN8124S, XN8116S, XN8112S , XN8126S, XN5124S, XN5116S, XN5112S
2023-04-06 | 202304 | Add: Toshiba MG10ACA20TE 3.5" NL 20TB SATA HDD
2023-03-07 | 202303 | Add: Seagate EXOS X22 3.5" SATA HDD Model name: ST22000NM001E Seagate EXOS X22 3.5" SAS HDD Model name: ST22000NM000E
2023-02-13 | 202302 | Change: Seagate Ironwolf 125 2.5" SATA SSD Model Name: ZA4000NM1A002 ZA2000NM1A002 ZA1000NM1A002 ZA500NM1A002 ZA250NM1A002
2023-02-03 | 202302 | Add: WD 3.5" HDD - WD Ultrastar® DC HC560 20TB in SAS HDD: WUH22020BL5204
2023-02-02 | 202302 | Add: WD SN650 in NVMe U.2 SSD: WUS5EA176ESP5E1 WUS5EA1A1ESP5E1
2023-01-30 | 202302 | Add: KIOXIA PM7-V Series KIOXIA PM7-R Series in SAS SSD
2022-12-26 | 202301 | Add: SeaGate 2.5" Nyto3350 in SAS SSD
2022-12-05 | 202212 | Add Micron 5400PRO & 5400MAX SATA SSD Add WD HC560 in SATA HDD: WUH722020BLE6L1 WUH722020BLE6L4
2022-08-24 | 202208 | Add: WD 3.5" HDD - WD Ultrastar® DC HC570 Series in "SAS HDD". WD 3.5" HDD - WD Ultrastar® DC HC570 Series in "SATA HDD". WD 3.5" HDD - WD Gold 22TB in "SATA HDD".
2022-07-28 | 202207 | Add: Seagate Ironwolf Pro Evans STxxxxxNExxx series in "SATA HDD" Seagate Ironwolf Pro STxxxxxVNxxx series in "SATA HDD"
2022-06-22 | 202206 | Add: Seagate Ironwolf series in "SATA HDD"
2022-04-12 | 202204 | Add: 3.5" WD, Red, WD201KFGX, SATA HDD, 20TB
2022-03-07 | 202203 | SE
2021-12-06 | 202112 | Remove: 2.5" KIOXIA HK6-R Series in "SATA SSD" 2.5" KIOXIA CM5 Series in "NVMe U.2 SSD" 2.5" KIOXIA XD5 Series in "NVMe U.2 SSD" 2.5" KIOXIA CD5 Series in "NVMe U.2 SSD" 2.5" KIOXIA PM5 Series in "SAS SSD" 2.5" KIOXIA PX05SMB*** Series in "SAS SSD" Add: 2.5" KIOXIA PM6 Series in "SAS SSD"
2021-12-03 | 202112 | Add:
3.5" Seagate,Iron Wolf Pro, ST20000NE000, SATA HDD, 20TB
3.5" Seagate,Iron Wolf Pro, ST18000NE000, SATA HDD, 18TB
3.5" Seagate,Exos X20 series, SATA HDD, 18 - 20TB
3.5" Seagate,Exos 7E10 series, SATA/SAS HDD, 2 - 10TB
3.5" Seagate,Exos 7E8 series, SATA/SAS HDD, 1 - 8TB
3.5" Seagate,Nytro 3031 series, SAS SSD, 400GB - 15.36TB
3.5'' Toshiba, MG08/MG09, SATA/SAS HDD, 4-18TB
2021-07-02 | 202108 | Add:
2.5" Samsung, 870 QVO, MZ-77Q8T0, SATA SSD, 8TB
2.5" Samsung, 870 QVO, MZ-77Q4T0, SATA SSD, 4TB
2.5" Samsung, 870 QVO, MZ-77Q2T0, SATA SSD, 2TB
2.5" Samsung, 870 QVO, MZ-77Q1T0, SATA SSD, 1TB
3.5" Seagate,Exos 7E8, ST1000NM002A, SATA HDD, 1TB
3.5" Seagate,Exos 7E8, ST1000NM000A, SATA HDD, 1TB
3.5" Seagate,Exos 7E8, ST2000NM000A, SATA HDD, 2TB
3.5" Seagate,Exos 7E8, ST3000NM004A, SATA HDD, 3TB
3.5" Seagate,Exos 7E8, ST3000NM000A, SATA HDD, 3TB
3.5" Seagate,Exos 7E8, ST4000NM013A, SATA HDD, 4TB
3.5" Seagate,Exos 7E8, ST4000NM000A, SATA HDD, 4TB
3.5" Seagate,Exos 7E8, ST6000NM002A , SATA HDD, 6TB
2021-07-13 | 202107 | Add:
3.5" Samsung, PM883 series
2021-05-17 | 202105 | Add :
3.5" WD, HC550 series, SATA HDD
3.5" Ironwolf, CimarronBP, ST8000VN004, SATA HDD, 8TB
3.5" Ironwolf, CimarronBP, ST10000VN004, SATA HDD, 10TB
3.5" Ironwolf pro, CimarronBP series, SATA HDD
3.5" SkyHawk, ST8000VX0022, SATA HDD, 8TB
2.5" Cruial MX500, CT250MX**** series, SATA SSD
2021-04-06 | 202104 | Add:
3.5" WD, Gold, WD**1KRYZ series, SATA HDD
2.5" Kioxia, HK6-R series, KHK61RSE7***** series, SATA SSD
2.5" Seagate, Nytro XF1551 series, XA****ME10063 series, SAS SSD
2.5" Seagate, Nytro XF1351 series, XA****LE10063 series, SAS SSD
2.5" Samsung, SM883 series, MZ7KH***HALS series, SAS SSD
3.5" Seagate, Enterprise, ST6000NM0034, SATA HDD, 6TB
3.5" Seagate, Enterprise, ST4000NM0034, SATA HDD, 4TB
3.5" Seagate, Enterprise, ST2000NM0034, SATA HDD, 2TB
Switch, EnGenius, ECS5512
Switch, EnGenius, ECS5512FP
2021-03-05 | 202103 | Add:
3.5 WD, Ultrastar HC520, HUH721212AL5204, SAS HDD, 12TB
3.5 WD, Ultrastar HC520, HUH721212AL5205, SAS HDD, 12TB
3.5 WD, Ultrastar HC520, HUH721212AL5201, SAS HDD, 12TB
2.5" Kioxia, PM5-M, KPM51MUG**** Series, SAS SSD
2.5" Kioxia, PM5-V, KPM51VUG**** Series, SAS SSD
2.5" Kioxia, PM5-R, KPM51RUG**** Series, SAS SSD
2.5" Kioxia, PX05SMB*** Series, SAS SSD
2.5" Kioxia, Ultrastar DC SS530, WUSTM32****204 series, SAS SSD
2.5" Kioxia, Ultrastar DC SS530, WUSTR64****204 series, SAS SSD
2.5" Kioxia, Ultrastar DC SS530, WUSTR15****204 series, SAS SSD
2021-02-24 | 202102 | Add:
2.5" Samasung, PM1643a, MZILT15THALA-00007, SAS SSD, 15.35TB
2.5" Samasung, PM1643a, MZILT1T9HBJR-00007, SAS SSD, 1.92TB
2.5" Samasung, PM1643a, MZILT30THALA-00007, SAS SSD, 30.72TB
2.5" Samasung, PM1643a, MZILT3T8HBLS-00007, SAS SSD, 3.84TB
2.5" Samasung, PM1643a, MZILT7T6HALA-00007, SAS SSD, 7.68TB
2.5" Samasung, PM1643a, MZILT960HBHQ-00007, SAS SSD, 960GB
2.5" Samasung, PM1643, MZILT15THMLA-00007, SAS SSD, 15.35TB
2.5" Samasung, PM1643, MZILT1T9HAJQ-00007, SAS SSD, 1.92TB
2.5" Samasung, PM1643, MZILT30THMLA-00007, SAS SSD, 30.72TB
2.5" Samasung, PM1643, MZILT3T8HALS-00007, SAS SSD, 3.84TB
2.5" Samasung, PM1643, MZILT7T6HMLA-00007, SAS SSD, 7.68TB
2.5" Samasung, PM1643, MZILT960HAHQ-00007, SAS SSD, 960GB
2021-01-15 | 202101 | Add:
2.5" WD, DC SN840, WUS4BA119DSP3Xz, NVME SSD, 1.92TB
2.5" WD, DC SN840, WUS4BA138DSP3Xz, NVME SSD, 3.84TB
2.5" WD, DC SN840, WUS4BA176DSP3Xz, NVME SSD, 7.68TB
2.5" WD, DC SN840, WUS4BA1A1DSP3Xz, NVME SSD, 15.36TB
2.5" WD, DC SN840, WUS4C6416DSP3Xz, NVME SSD, 1.6TB
2.5" WD, DC SN840, WUS4C6432DSP3Xz, NVME SSD, 3.2TBD46:D48
2.5" WD, DC SN840, WUS4C6464DSP3Xz, NVME SSD, 6.4TB
2020-11-05 | 202011 | Add:
3.5" Seagate, EXOS, ST4000NM002A, SATA HDD, 4TB
3.5" Seagate, SkyhawkAI, ST18000VE002 , SATA HDD, 18TB
3.5" Seagate, SkyhawkAI, ST16000VE002 , SATA HDD, 16TB
3.5" Seagate, SkyhawkAI, ST14000VE0008 , SATA HDD, 14TB
3.5" Seagate, SkyhawkAI, ST12000VE001 , SATA HDD, 12TB
3.5" Seagate, SkyhawkAI, ST10000VE001 , SATA HDD, 10TB
3.5" Seagate, EXOS, ST18000NM000J , SATA HDD, 18TB
3.5" Seagate, EXOS, ST18000NM001J , SATA HDD, 18TB
3.5" Seagate, EXOS, ST16000NM000J , SATA HDD, 16TB
3.5" Seagate, EXOS, ST16000NM001J , SATA HDD, 16TB
3.5" Seagate, EXOS, ST18000NM004J , SAS HDD, 18TB
3.5" Seagate, EXOS, ST18000NM005J , SAS HDD, 18TB
3.5" Seagate, EXOS, ST18000NM007J , SAS HDD, 18TB
3.5" Seagate, EXOS, ST16000NM004J , SAS HDD, 16TB
3.5" Seagate, EXOS, ST16000NM005J , SAS HDD, 16TB
3.5" Seagate, EXOS, ST16000NM007J , SAS HDD, 16TB
2.5" Seagate, Nytro 3532, XS6400LE70084, SAS SSD, 6.4TB
2.5" Seagate, Nytro 3532, XS3200LE70084, SAS SSD, 3.2TB
2.5" Seagate, Nytro 3532, XS1600LE70084, SAS SSD, 1.6TB
2.5" Seagate, Nytro 3532, XS800LE70084, SAS SSD, 800GB
2.5" Seagate, Nytro 3532, XS6400LE70094, SAS SSD, 6.4TB
2.5" Seagate, Nytro 3532, XS3200LE70094, SAS SSD, 3.2TB
2.5" Seagate, Nytro 3532, XS1600LE70094, SAS SSD, 1.6TB
2.5" Seagate, Nytro 3532, XS800LE70094, SAS SSD, 800GB
2.5" Seagate, Nytro 3532, XS6400LE70104, SAS SSD, 6.4TB
2.5" Seagate, Nytro 3532, XS3200LE70104, SAS SSD, 3.2TB
2.5" Seagate, Nytro 3532, XS1600LE70104, SAS SSD, 1.6TB
2.5" Seagate, Nytro 3532, XS800LE70104, SAS SSD, 800GB
2.5" Seagate, Nytro 3532, XS6400LE70114, SAS SSD, 6.4TB
2.5" Seagate, Nytro 3532, XS3200LE70114, SAS SSD, 3.2TB
2.5" Seagate, Nytro 3532, XS1600LE70114, SAS SSD, 1.6TB
2.5" Seagate, Nytro 3532, XS800LE70114, SAS SSD, 800GB
3.5" Thoshiba, MG08, MG08ACA16TAJ , SATA HDD, 16TB
3.5" Thoshiba, MG08, MG08ACP16TA , SATA HDD, 16TB
3.5" Thoshiba, MG08, MG08ACA16TE , SATA HDD, 16TB
3.5" Thoshiba, MG08, MG08ACP16TE , SATA HDD, 16TB
3.5" Thoshiba, MG08, MG08SCA16TA , SAS HDD, 16TB
3.5" Thoshiba, MG08, MG08SCP16TA , SAS HDD, 16TB
3.5" Thoshiba, MG08, MG08SCA16TE , SAS HDD, 16TB
3.5" Thoshiba, MG08, MG08SCP16TE , SAS HDD, 16TB
2020-10-05 | 202010 | Add:
3.5", WD, DC HC550, WUH721818ALE6L4, SATA HDD, 18TB
3.5", WD, DC HC550, WUH721818ALE6L1, SATA HDD, 18TB
3.5", WD, DC HC550, WUH721816ALE6L1, SATA HDD, 16TB
3.5", WD, DC HC550, WUH721816ALE6L1, SATA HDD, 16TB
3.5", WD, DC HC550, WUH721818AL5200, SAS HDD, 18TB
3.5", WD, DC HC550, WUH721818AL5201, SAS HDD, 18TB
3.5", WD, DC HC550, WUH721818AL5204, SAS HDD, 18TB
3.5", WD, DC HC550, WUH721818AL5205, SAS HDD, 18TB
3.5", WD, DC HC550, WUH721816AL5201, SAS HDD, 16TB
3.5", WD, DC HC550, WUH721816AL5204, SAS HDD, 16TB
3.5", WD, DC HC550, WUH721816AL5205, SAS HDD, 16TB
2.5" Toshiba, XD5, KXD51RUE960G, NVMe SSD, 960Gb
2.5" Toshiba, XD5, KXD51RUE1T92, NVMe SSD, 1.92Tb
2.5" Toshiba, XD5, KXD51RUE3T84, NVMe SSD, 3.84Tb
2.5" Toshiba, CD5, KCD51LUG960G, NVMe SSD, 960Gb
2.5" Toshiba, CD5, KCD5XLUG960G, NVMe SSD, 960Gb
2.5" Toshiba, CD5, KCD5DLUG960G, NVMe SSD, 960Gb
2.5" Toshiba, CD5, KCD5FLUG960G, NVMe SSD, 960Gb
2.5" Toshiba, CD5, KCD51LUG1T92, NVMe SSD, 1.92Tb
2.5" Toshiba, CD5, KCD5XLUG1T92, NVMe SSD, 1.92Tb
2.5" Toshiba, CD5, KCD5DLUG1T92, NVMe SSD, 1.92Tb
2.5" Toshiba, CD5, KCD5FLUG1T92, NVMe SSD, 1.92Tb
2.5" Toshiba, CD5, KCD51LUG3T84, NVMe SSD, 3.84Tb
2.5" Toshiba, CD5, KCD5XLUG3T84, NVMe SSD, 3.84Tb
2.5" Toshiba, CD5, KCD5DLUG3T84, NVMe SSD, 3.84Tb
2.5" Toshiba, CD5, KCD5FLUG3T84, NVMe SSD, 3.84Tb
2.5" Toshiba, CD5, KCD51LUG7T68, NVMe SSD, 7.68Tb
2.5" Toshiba, CD5, KCD5XLUG7T68, NVMe SSD, 7.68Tb
2.5" Toshiba, CD5, KCD5DLUG7T68, NVMe SSD, 7.68Tb
2.5" Toshiba, CD5, KCD5FLUG7T68, NVMe SSD, 7.68Tb
2020-09-05 | 202009 | Add:
Nytro 3032 Family, include 332(1 DWPD)/3532(3 DWPQ)/3732(10 DWPD).
10GbE NIC - Intel Ethernet Converged Network Adapter X540-T2
3.5", WD, DC HC550, WUH721816AL5204, SAS HDD, 16TB
3.5", Toshiba, MG07SCA12TE, SAS HDD 12TB
2.5", WD, WUH721414AL5204, SAS HDD 14TB
3.5", Seagate, Nytro 3332, SAS SSD, 960Gb
3.5", WD, WUS721010AL5204, SAS HDD 10TB
3.5", Seage, ST12000NM0038, SAS HDD, 12TB
3.5", Seage, ST10000NM0528, SAS HDD, 10TB
3.5", Seage, ST8000NM006A, SAS HDD, 8TB
3.5", Seagate, ST4000NM011A, SAS HDD, 4TB
3.5", Seagate, ST16000NM002G, SAS HDD, 16TB
3.5", Seagate, ST14000NM002G, SAS HDD, 14TB
3.5", Seagate, ST12000NM002G, SAS HDD, 12TB
3.5", Seagate, ST10000NM002G, SAS HDD, 10TB
3.5", Ironwolf, ST18000NE000, SATA HDD, 18TB
2.5", Ironwolf, ZA3840NX100001, SATA SSD, 3.84TB
2.5", Ironwolf, ZA4000NM10002, SATA SSD, 2TB
2.5", Ironwolf, ZA4000NM10002, SATA SSD, 1TB
2.5", Ironwolf, ZA4000NM10002, SATA SSD, 500GB
2.5", Ironwolf, ZA4000NM10002, SATA SSD, 250GB
2020-08-06 | 202008 | Add:
2.5", Ironwolf, ZA4000NM10002, SATA SSD, 4TB
2020-05-05 | 202005 | Add:
3.5" SATA HDD,WD, DC HC330 SATA HDD, WUS721010ALE6L4, 10TB
2020-04-14 | 202004 | Add:
3.5" SAS HDD,WD, DC HC330 SAS HDD, WUS721010AL5204, 10TB
3.5" SAS HDD,Seagate EXOS 7E8 HDD ST8000NM006A,SED, 8TB
3.5" SATA HDD,Seagate Exos 7E8 ST4000NM006A,SED, 4TB
2.5" SATA SSD,WD, PC SA530 3D NAND, SDASB8Y - 256 G, 256GB
2020-02-11 | 202002 | Add:
2.5" SATA SSD, Micron 5210, MTFDDAK1T9QDE, 1.92TB
2.5" SATA SSD, WD RED,WDS500G1R0A, 500GB
2.5" SATA SSD, WD RED,WDS100T1R0A, 1TB
2.5" SATA SSD, WD RED,WDS200T1R0A, 2TB
2020-01-30 | 202001 | Add:
2.5" SATA SSD, WD RED,WDS400T1R0A-68A4W0, 4TB
3.5" SATA HDD, Toshiba MN07ACA14T, 14TB
3.5" SAS HDD, Seagate EXOS, ST14000NM0048, 14TB
2019-11-04 | 201911 | Add:
3.5" SATA , WD HC320,HUS728T8TALEL4, 8TB
2019-10-14 | 201910 | Add:
3.5" SATA HDD, seagat, Sky Hawk AI, ST16000VE000, 16TB
2019-09-06 | 201909 | Add:
2.5" SATA SSD,Toshiba, Intensive SSD, KMP51RUG960G,960GB
2.5" SATA SSD, ADATA, SU900, ASU900SS-512GM, 512GB
2019-08-14 | 201908 | Add:
3.5" SAS HDD, Toshiba, Serial Attached SCSI(12G), MG07SCA14TE , 14TB
2.5" SATA SSD, SMI , FerriSSD, MA619GXDIDE, 128GB
3.5" SATA HDD, WD, RED, WD60EFAX , 6TB
3.5" SATA HDD, Seagate, IronWolf, ST6000VN001, 6TB
3.5" SATA HDD, Seagate, Exos 7E8, ST8000NM000A , 8TB
3.5" SATA HDD, Seagate, Enterprise Capacity 3.5 HDDv5, ST6000NM0115 , 6TB
3.5" SATA HDD, Seagate, Surveillance, ST10000VX0004 , 10TB
3.5" SATA HDD, Seagate, EXOS, ST8000NM000A, 8TB
2019-06-05 | 201906 | Add:
3.5" HDD, Seagate, IronWolf, ST16000VN001, 16TB
3.5" HDD, Seagate, IronWolf Pro, ST16000NE00, 16TB
3.5" HDD, Seagate, IronWolf, ST8000VN004, 8TB
3.5" HDD, Seagate, EXOS X16, ST16000NM001G, 16TB
2.5" NVMe U.2 SSD, Toshiba CM5, KCM51RUG960G, 960GB
2019-05-09 | 201905 | Add:
2.5” SATA SSD Apacer AS350, 128G
3.5" SATA HDD Western Digital DC HC530 WUH721414ALE6L4, 14TB
3.5" SATA HDD Seagate IronWolf Pro ST8000NE001, 8TB
3.5” SATA HDD Seagate EXOS x14 ST14000NM0018, 14TB
2019-03-04 | 201903 | Add:
2.5" SATA SSD, Seagate, Ironwolf 110, ZA3840NM10001, 3.84TB
2.5" SATA SSD, Seagate, Ironwolf 110, ZA1920NM10001, 1.92TB
2.5" SATA SSD, Samsung, SM863a, MZ7KM480HMHQ, 480GB for XN5/7/8000R series
2.5" SATA SSD, Samsung, SM863a, MZ7KM240HMHQ, 240GB for XN5/7/8000R series
3.5" SAS HDD, Western Digital (HGST), Ultrastar DC HC510 (He10), HUH721010AL5200, 10TB
3.5" SAS HDD, Western Digital (HGST), Ultrastar DC HC510 (He10), HUH721008AL5200, 8TB
3.5" SAS HDD, Western Digital (HGST), Ultrastar DC HC320 (7K8), HUS728T8TAL5204, 8TB
2019-01-03 | 201901 | Add:
3.5" SAS HDD, Western Digital (HGST), Ultrastar DC HC310 (7K6), HUS726T6TAL5204, 6TB
3.5" SAS HDD, Western Digital (HGST), Ultrastar DC HC310 (7K6), HUS726T4TAL5204, 4TB
3.5" SAS HDD, Western Digital (HGST), Ultrastar DC HC520, HUH721212AL5200-0F29530, 12TB
3.5" SATA HDD, WD, Red Pro, WD8003FFBX, 8TB
3.5" SATA HDD, WD, Red, WD80EFAX, 8TB
2.5" SATA SSD, Seagate, Nytro 1351, XA3840LE10063, 3.84TB
2.5" SATA SSD, Seagate, Nytro 1351, XA1920LE10063, 1.92TB
2.5" SATA SSD, Seagate, Nytro 1351, XA960LE10063, 960GB
2.5" SATA SSD, Seagate, Nytro 1351, XA480LE10063, 480GB
2.5" SATA SSD, Seagate, Nytro 1351, XA240LE10003, 240GB
2.5" SATA SSD, Seagate, Ironwolf 110, ZA960NM10001, 960GB
2.5" SATA SSD, Seagate, Ironwolf 110, ZA480NM10001, 480GB
2.5" SATA SSD, Seagate, Ironwolf 110, ZA240NM10001, 240GB
2018-11-01 | 201811 | Add:
3.5" SATA HDD, Toshiba, MG04ACA**** Series, MG04ACA600EY, 6TB
3.5" SATA HDD, Toshiba, MG04ACA**** Series, MG04ACA500EY, 5TB
3.5" SATA HDD, Toshiba, MG04ACA**** Series, MG04ACA400EY, 4TB
3.5" SATA HDD, Toshiba, MG04ACA**** Series, MG04ACA300EY, 3TB
3.5" SATA HDD, Toshiba, MG04ACA**** Series, MG04ACA200EY, 2TB
3.5" NL-SAS HDD, Toshiba, MG06SCA**** Series, MG06SCA10TE, 10TB
3.5" NL-SAS HDD, Toshiba, MG06SCA**** Series, MG06SCA800E, 8TB
3.5" NL-SAS HDD, Toshiba, MG06SCA**** Series, MG06SCA600E, 6TB
2018-09-12 | 201809 | Add:
3.5" SATA HDD, Seagate, Ironwolf, ST14000VN0008, 14TB
3.5" SATA HDD, Seagate, Ironwolf, ST12000VN0008, 12TB
3.5" SATA HDD, Seagate, Ironwolf, ST10000VN0008, 10TB
3.5" SATA HDD, Seagate, Ironwolf Pro, ST14000NE0008, 14TB
3.5" SATA HDD, Seagate, Ironwolf Pro, ST12000NE0008, 12TB
3.5" SATA HDD, Seagate, Ironwolf Pro, ST10000NE0008, 10TB
2018-09-03 | 201809 | Add:
2.5" SATA SSD Crucial, MX300, CT2050MX300SSD1, 2TB
2.5" SATA SSD Crucial, MX300, CT1050MX300SSD1, 1TB
2.5" SATA SSD Crucial, MX300, CT750MX300SSD1, 750GB
2.5" SATA SSD Crucial, MX300, CT575MX300SSD1, 500GB
2.5" SATA SSD Crucial, MX300, CT275MX300SSD1, 275GB
3.5" SATA HDD Toshiba, MG06ACA***E Series, MG06ACA10TE, 10TB
3.5" SATA HDD Toshiba, MG06ACA***E Series, MG06ACA800E, 8TB
3.5" SATA HDD Toshiba, MG06ACA***E Series, MG06ACA600E, 6TB
3.5" SATA HDD Toshiba, MN0*ACA*** Series, MN06ACA10T, 10TB
2018-07-02 | 201807 | Add:
3.5" SAS HDD Seagate, Enterprise Capacity 3.5 HDD (Helium), ST12000NM0027, 12TB
3.5" SAS HDD Seagate, Enterprise Capacity 3.5 HDD (Helium), ST12000NM0037, 12TB
3.5" SATA HDD Seagate, Enterprise Capacity 3.5 HDD (Helium), ST12000NM0007, 12TB
3.5" SATA HDD Seagate, Enterprise Capacity 3.5 HDD (Helium), ST12000NM0017, 12TB
3.5" SATA HDD Seagate, Ironwolf, ST10000VN0004, 10TB
2.5" SAS HDD Toshiba, AL14SXB**E* Series for XN8016R and XN8024R
2.5" SAS HDD Toshiba, AL15SEB**E* Series for XN8016R and XN8024R
UPS, APC, Smart-UPS
Update:
3.5" SATA HDD for XN8016R and XN8024R
3.5" SATA SDD for XN8016R and XN8024R
3.5" SATA HDD Seagate, Ironwolf, ST12000VN0007, 12TB for XN5/7/8000 series
2018-06-01 | 201806 | Add:
3.5" SATA HDD HGST, Ultrastar 7K6, HUS726T6TALE6L4, 6TB
3.5" SATA HDD HGST, Ultrastar 7K6, HUS726T4TALE6L4, 4TB
3.5" SATA HDD Seagate, Ironwolf, ST12000VN0007, 12TB for XN3000 series
3.5" SATA HDD Seagate, Surveillance HDD, ST3000VX006, 3TB
3.5" SATA HDD Seagate, Surveillance HDD, ST2000VX003, 2TB
3.5" SATA HDD Seagate, Surveillance HDD, ST3000VX006, 1TB
3.5" SATA HDD Seagate, Ironwolf, ST6000VN0033, 6TB
2.5" PCIe SSD, Seagate, Nytro 5000, XP1920LE10002, 1.92TB
2.5" PCIe SSD, Seagate, Nytro 5000, XP960LE10002 , 960GB
2.5" PCIe SSD, Seagate, Nytro 5000, XP1600HE10002 , 1.6TB
2.5" PCIe SSD, Seagate, Nytro 5000, XP800HE10002 , 800GB
2018-04-01 | 201804 | Add:
3.5" SATA HDD, Toshiba, MG04ACA***E Series, MG04ACA400E, 4TB
3.5" SATA HDD, Toshiba, MG04ACA***E Series, MG04ACA300E, 3TB
3.5" SATA HDD, Toshiba, MG04ACA***E Series, MG04ACA200E, 2TB
3.5" SATA HDD, Toshiba, MG07ACA*** Series, MG07ACA14TE, 14TB
3.5" SATA HDD, Toshiba, MG07ACA*** Series, MG07ACA12TE, 12TB
3.5" SATA HDD HGST, Ultrastar He10, HUH721010ALE600, 10TB
3.5" SATA HDD WD, Gold, WD6002FRYZ, 6TB
3.5" SATA HDD WD, Red, WD100EFAX, 10TB
3.5" SATA HDD WD, Red Pro, WD101KFBX, 10TB
3.5" SATA HDD WD, Gold, WD1005FBYZ, 1TB
3.5" SATA HDD WD, Gold, WD2005FBYZ, 2TB
3.5" SATA HDD Seagate, Exos, ST8000AS0003, 8TB for XN5/7/8000 series
Update:
3.5" SATA HDD WD, Purple, WD80PUZX, 8TB for XN3000T series
2018-02-01 | 201802 | Add:
3.5" SATA HDD Seagate, Ironwolf, ST8000VN0004, 8TB
3.5" SATA HDD Seagate, Ironwolf, ST2000VN004, 2TB
3.5" SATA HDD, Toshiba, MG04ACA***E Series, MG04ACA600E, 6TB
3.5" SATA HDD, Toshiba, MG04ACA***E Series, MG04ACA50DE, 5TB
3.5" SATA HDD WD, Gold, WD6002FRYZ, 6TB for XN3000T series
2.5" SATA SSD Intel, DC S4600, SSDSC2KG019T7ES, 1.9TB
2.5" SATA SSD Intel, DC S4600, SSDSC2KG960G7ES, 960GB
2.5" SATA SSD Intel, DC S4600, SSDSC2KG480G7ES, 480GB
2.5" SATA SSD Intel, DC S4600, SSDSC2KR240G7ES, 240GB
Update:
3.5" SATA HDD Seagate, Skyhawk, ST10000VX0004, 10TB for XN3000T series
2.5" SATA SSD Intel, DC S3710, SSDSC2BA200G401, 200GB for XN3000T series
2.5" SATA SSD Intel, DC S3520, SSDSC2BB240G701, 240GB for XN3000T series
2.5" SATA SSD Intel, DC S3520, SSDSC2BB150G701, 150GB for XN3000T series
2018-01-02 | 201801 | Add:
3.5" SATA HDD HGST,Ultrastar He10, HUH721010ALE601, 10TB
3.5" SATA HDD HGST,Ultrastar He10, HUH721008ALE601, 8TB
3.5" SATA HDD HGST, Ultrastar 7K6000, HUS726060ALE610, 6TB
3.5" SATA HDD HGST, Ultrastar 7K6000, HUS726050ALE610, 5TB
3.5" SATA HDD HGST, Ultrastar 7K6000, HUS726040ALE610, 4TB
3.5" SATA HDD HGST, Ultrastar 7K6000, HUS726020ALE610, 2TB
3.5" SATA HDD, Toshiba, MN0*ACA Series, MN04ACA400, 4TB
3.5" SATA HDD Seagate, Enterprise Capacity 3.5 HDD (v.4), ST6000NM0024, 6TB
3.5" SATA HDD Seagate, Enterprise Capacity 3.5 HDD (v.4), ST6000NM0124, 6TB
3.5" SATA HDD Seagate, Enterprise Capacity 3.5 HDD (v.4), ST5000NM0084, 5TB
3.5" SATA HDD Seagate, Enterprise Capacity 3.5 HDD (v.4), ST5000NM0124, 5TB
3.5" SATA HDD Seagate, Enterprise Capacity 3.5 HDD (v.4), ST4000NM0024, 4TB
3.5" SATA HDD Seagate, Enterprise Capacity 3.5 HDD (v.4), ST4000NM0124, 4TB
3.5" SATA HDD Seagate, Enterprise Capacity 3.5 HDD (v.4), ST2000NM0024, 2TB
3.5" HDD Seagate, Ironwolf, ST4000VN008, 4TB
2.5" SSD Adata, Premier Pro SP900, ASP900SS-128GM, 128GB
2.5" SSD Adata, Premier Pro SP900, ASP900SS-64GM, 64GB
2.5" SSD Micron, M510DC, MTFDDAK600MBP, 600GB
2.5" SSD Micron, M510DC, MTFDDAK480MBP, 480GB
2.5" SSD Micron, M510DC, MTFDDAK240MBP, 240GB
2.5" SSD Micron, M510DC, MTFDDAK120MBP, 120GB
Update:
3.5" HDD WD, Red, WD80EFZX, 8TB for XN3000T series
3.5" HDD WD, Red, WD60EFRX, 6TB for XN3000T series
3.5" HDD WD, Red, WD50EFRX, 5TB for XN3000T series
3.5" HDD WD, Red, WD40EFRX, 4TB for XN3000T series
3.5" HDD WD, Red, WD30EFRX, 3TB for XN3000T series
3.5" HDD WD, Red, WD20EFRX, 2TB for XN3000T series
3.5" HDD WD, Red, WD10EFRX, 1TB for XN3000T series
3.5" HDD Seagate, NAS HDD, ST4000VN000, 4TB for XN3000T series
3.5" HDD Seagate, NAS HDD, ST4000VN003, 4TB for XN3000T series
3.5" HDD Seagate, NAS HDD, ST3000VN000, 3TB for XN3000T series
3.5" HDD Seagate, NAS HDD, ST2000VN000, 2TB for XN3000T series
3.5" HDD Seagate, NAS HDD, ST2000VN001, 2TB for XN3000T series
2017-12-01 | 201712 | 3.5" HDD Toshiba, MD04ACA Series, MD04ACA400, 4TB
3.5" HDD Toshiba, DT01ACA Series, DT01ACA200, 2TB
3.5" HDD Toshiba, DT01ACA Series, DT01ACA100, 1TB
3.5" HDD Toshiba, DT01ACA Series, DT01ACA050, 500GB
3.5" HDD Seagate NAS HDD, ST6000NE0023, 6TB
2.5" SATA SSD Seagate, Nytro XF1230 SSD, XF1230-1A1920, 1920GB
2.5" SATA SSD Seagate, Nytro XF1230 SSD, XF1230-1A0960, 960GB
2.5" SATA SSD Seagate, Nytro XF1230 SSD, XF1230-1A0480, 480GB
2.5" SATA SSD Seagate, Nytro XF1230 SSD,XF1230-1A0240, 240GB
2017-11-01 | 201711 | 3.5" SATA HDD HGST, Ultrastar He12, HUH721212ALE600, 12TB
3.5" SATA HDD HGST, Ultrastar He12, HUH721212ALE604, 12TB
3.5" SATA HDD WD, Gold, WD121KRYZ , 12TB
3.5" SATA HDD Seagate Ironwolf, ST3000VN007, 3TB
3.5" SATA HDD WD Gold Datacenter Hard Drives, WD4002FYYZ, 4TB
3.5" SATA HDD Toshiba Enterprise Capacity (MG05ACA***E), MG05ACA800E, 8TB
3.5" SATA HDD Toshiba Enterprise Capacity (MG04ACA***N), MG04ACA100N, 1TB
2.5" SATA SSD SanDisk CloudSpeed ECO Gen II, SDL1FCRR-019T, 1.92TB
2.5" SATA SSD SanDisk CloudSpeed ECO Gen II, SDLF1DAR-960G, 960GB
2.5" SATA SSD SanDisk CloudSpeed ECO Gen II, SDLF1DAR-480G, 480GB
2017-10-02 | 201710 | Add:
2.5" SATA SSD Samsung, SM863a, MZ-7KM240N, 240GB
2.5" SATA SSD Intel, DC S3710, SSDSC2BA200G401, 200GB
2.5" SATA SSD Intel, DC S3520, SSDSC2BB150G701, 150G
2.5" SATA SSD Intel, DC S3520, SSDSC2BB240G701, 240G
3.5" SATA HDD Seagate, Barracuda, ST1000DM003, 1TB
3.5" SATA HDD Toshiba, Surveillance MD03ACA***V, MD03ACA200V, 2TB
3.5" SATA HDD HGST, Ultrastar 7K2, HUS722T1TALA604, 1TB
2.5" SATA SSD Seagate, Nytro XF1212 SSD, XF1212-1A0512, 480GB
2.5" PCIe SSD HGST, Ultrastar SN100, HUSPR3216ADP301, 3.2TB
2.5" PCIe SSD HGST, Ultrastar SN100, HUSPR3232ADP301, 1.6TB
2.5" PCIe SSD HGST, Ultrastar SN100, HUSPR3280ADP301, 800GB
3.5" SATA HDD Seagate Enterprise Capacity 3.5HDD (Helium) v6, ST10000NM0086, 10TB
3.5" SATA HDD Seagate Enterprise Capacity 3.5HDD (Helium) v6, ST8000NM0206, 8TB
2.5" SATA SSD Micron, 5100 Pro, MTFDDAK960TCB, 960GB
2017-09-05 | 201709 | First release

## SAS HDD
[12 empty] | XCubeNXT |  | XCubeNAS
[12 empty] | XN8124 XN8116 XN8112 XN5124 XN5116 XN5112 XN8024 XN8016 XN8012 | XN8126 XN5126 XN8026 | XN8024R XN8016R XN8012S XN7024R XN7016R
Vendor | Series | Model | FF | Capacity | Class | RPM | Cache | Comment | Format | Specification | FW | LFF | SFF | LFF
Seagate | Enterprise Capacity 3.5 HDD (Helium) v7 | ST12000NM0027 | 3.5 | 12TB | Enterprise | 7200 | 256MB |  |  |  |  | V | / | V
| Enterprise Capacity 3.5 HDD (Helium) v7 | ST12000NM0037 | 3.5 | 12TB | Enterprise | 7200 | 256MB | SED |  |  |  | V | / | V
| Enterprise Capacity 3.5 HDD V.4 | ST6000NM0034 ST4000NM0034 ST2000NM0034 | 3.5 | 6TB 4TB 2TB | Enterprise | 7200 | 512MB |  |  |  |  | V | / | V
Seagate | EXOS 7E10 | ST2000NM001B | 3.5 | 2TB | Enterprise | 7200 | 256MB | 512n SAS |  |  |  | V | / | V
|  | ST2000NM007B | 3.5 |  | Enterprise | 7200 | 256MB | 512n SAS |  |  |  | V | / | V
|  | ST2000NM018B | 3.5 |  | Enterprise | 7200 | 256MB | 512e/4KN (FastFormat™) SAS |  |  |  | V | / | V
|  | ST2000NM020B | 3.5 |  | Enterprise | 7200 | 256MB | 512e/4KN (FastFormat™) SAS |  |  |  | V | / | V
|  | ST2000NM005B | 3.5 |  | Enterprise | 7200 | 256MB | 4K SAS |  |  |  | V | / | V
|  | ST2000NM011B | 3.5 |  | Enterprise | 7200 | 256MB | 4K SAS |  |  |  | V | / | V
|  | ST4000NM001B | 3.5 | 4TB | Enterprise | 7200 | 256MB | 512n SAS |  |  |  | V | / | V
|  | ST4000NM007B | 3.5 |  | Enterprise | 7200 | 256MB | 512n SAS |  |  |  | V | / | V
|  | ST4000NM013B | 3.5 |  | Enterprise | 7200 | 256MB | 512n SAS |  |  |  | V | / | V
|  | ST4000NM025B | 3.5 |  | Enterprise | 7200 | 256MB | 512e/4KN (FastFormat™) SAS |  |  |  | V | / | V
|  | ST4000NM027B | 3.5 |  | Enterprise | 7200 | 256MB | 512e/4KN (FastFormat™) SAS |  |  |  | V | / | V
|  | ST4000NM029B | 3.5 |  | Enterprise | 7200 | 256MB | 512e/4KN (FastFormat™) SAS |  |  |  | V | / | V
|  | ST4000NM005B | 3.5 |  | Enterprise | 7200 | 256MB | 4K SAS |  |  |  | V | / | V
|  | ST4000NM011B | 3.5 |  | Enterprise | 7200 | 256MB | 4K SAS |  |  |  | V | / | V
|  | ST4000NM017B | 3.5 |  | Enterprise | 7200 | 256MB | 4K SAS |  |  |  | V | / | V
|  | ST6000NM001B | 3.5 | 6TB | Enterprise | 7200 | 256MB | 512n SAS |  |  |  | V | / | V
|  | ST6000NM020B | 3.5 |  | Enterprise | 7200 | 256MB | 512e/4KN (FastFormat™) SAS |  |  |  | V | / | V
|  | ST6000NM022B | 3.5 |  | Enterprise | 7200 | 256MB | 512e/4KN (FastFormat™) SAS |  |  |  | V | / | V
|  | ST6000NM024B | 3.5 |  | Enterprise | 7200 | 256MB | 512e/4KN (FastFormat™) SAS |  |  |  | V | / | V
|  | ST6000NM005B | 3.5 |  | Enterprise | 7200 | 256MB | 4K SAS |  |  |  | V | / | V
|  | ST6000NM009B | 3.5 |  | Enterprise | 7200 | 256MB | 4K SAS |  |  |  | V | / | V
|  | ST6000NM013B | 3.5 |  | Enterprise | 7200 | 256MB | 4K SAS |  |  |  | V | / | V
|  | ST8000NM018B | 3.5 | 8TB | Enterprise | 7200 | 256MB | 512e/4KN (FastFormat™) SAS |  |  |  | V | / | V
|  | ST8000NM020B | 3.5 |  | Enterprise | 7200 | 256MB | 512e/4KN (FastFormat™) SAS |  |  |  | V | / | V
|  | ST8000NM022B | 3.5 |  | Enterprise | 7200 | 256MB | 512e/4KN (FastFormat™) SAS |  |  |  | V | / | V
|  | ST8000NM003B | 3.5 |  | Enterprise | 7200 | 256MB | 4K SAS |  |  |  | V | / | V
|  | ST8000NM007B | 3.5 |  | Enterprise | 7200 | 256MB | 4K SAS |  |  |  | V | / | V
|  | ST8000NM011B | 3.5 |  | Enterprise | 7200 | 256MB | 4K SAS |  |  |  | V | / | V
|  | ST10000NM018B | 3.5 | 10TB | Enterprise | 7200 | 256MB | 512e/4KN (FastFormat™) SAS |  |  |  | V | / | V
|  | ST10000NM020B | 3.5 |  | Enterprise | 7200 | 256MB | 512e/4KN (FastFormat™) SAS |  |  |  | V | / | V
|  | ST10000NM022B | 3.5 |  | Enterprise | 7200 | 256MB | 512e/4KN (FastFormat™) SAS |  |  |  | V | / | V
|  | ST10000NM003B | 3.5 |  | Enterprise | 7200 | 256MB | 4K SAS |  |  |  | V | / | V
|  | ST10000NM007B | 3.5 |  | Enterprise | 7200 | 256MB | 4K SAS |  |  |  | V | / | V
|  | ST10000NM011B | 3.5 |  | Enterprise | 7200 | 256MB | 4K SAS |  |  |  | V | / | V
Seagate | EXOS 7E8 | ST1000NM001A | 3.5 | 1TB | Enterprise | 7200 | 256MB | 512n SATA |  |  |  | V | / | V
|  | ST2000NM003A | 3.5 | 2TB | Enterprise | 7200 | 256MB | 512n SATA |  |  |  | V | / | V
|  | ST2000NM004A | 3.5 |  | Enterprise | 7200 | 256MB | 512e/4KN (FastFormat™) SATA |  |  |  | V | / | V
|  | ST2000NM005A | 3.5 |  | Enterprise | 7200 | 256MB | 4K SATA |  |  |  | V | / | V
|  | ST3000NM001A | 3.5 | 3TB | Enterprise | 7200 | 256MB | 512n SATA |  |  |  | V | / | V
|  | ST3000NM005A | 3.5 |  | Enterprise | 7200 | 256MB | 512n SATA |  |  |  | V | / | V
|  | ST4000NM003A | 3.5 | 4TB | Enterprise | 7200 | 256MB | 512n SATA |  |  |  | V | / | V
|  | ST4000NM015A | 3.5 |  | Enterprise | 7200 | 256MB | 512n SATA |  |  |  | V | / | V
|  | ST4000NM005A | 3.5 |  | Enterprise | 7200 | 256MB | 512e/4KN (FastFormat™) SATA |  |  |  | V | / | V
|  | ST4000NM014A | 3.5 |  | Enterprise | 7200 | 256MB | 512e/4KN (FastFormat™) SATA |  |  |  | V | / | V
|  | ST4000NM001A | 3.5 |  | Enterprise | 7200 | 256MB | 4K SATA |  |  |  | V | / | V
|  | ST6000NM003A | 3.5 | 6TB | Enterprise | 7200 | 256MB | 512n SATA |  |  |  | V | / | V
|  | ST6000NM029A | 3.5 |  | Enterprise | 7200 | 256MB | 512e/4KN (FastFormat™) SATA |  |  |  | V | / | V
|  | ST6000NM033A | 3.5 |  | Enterprise | 7200 | 256MB | 512e/4KN (FastFormat™) SATA |  |  |  | V | / | V
|  | ST6000NM030A | 3.5 |  | Enterprise | 7200 | 256MB | 4K SATA |  |  |  | V | / | V
|  | ST8000NM010A | 3.5 | 8TB | Enterprise | 7200 | 256MB | 512e/4KN (FastFormat™) SATA |  |  |  | V | / | V
|  | ST8000NM001A | 3.5 |  | Enterprise | 7200 | 256MB | 512e/4KN (FastFormat™) SATA |  |  |  | V | / | V
|  | ST8000NM003A | 3.5 |  | Enterprise | 7200 | 256MB | 4K SATA |  |  |  | V | / | V
Seagate | EXOS X24 | ST24000NM007H ST20000NM007H ST16000NM007H ST12000NM007H | 3.5 | 24TB 20TB 16TB 12TB | Enterprise | 7200 | 512MB |  |  |  |  | V | / | V
Seagate | EXOS X22 | ST22000NM000E | 3.5 | 22TB | Enterprise | 7200 | 256MB |  |  |  |  | V | / | V
Seagate | EXOS X20 | ST18000NM000D | 3.5 | 18TB | Enterprise | 7200 | 256MB |  |  |  |  | V | / | V
|  | ST18000NM001D | 3.5 | 18TB | Enterprise | 7200 | 256MB |  |  |  |  | V | / | V
|  | ST18000NM002D | 3.5 | 18TB | Enterprise | 7200 | 256MB |  |  |  |  | V | / | V
|  | ST20000NM002D | 3.5 | 20TB | Enterprise | 7200 | 256MB |  |  |  |  | V | / | V
|  | ST20000NM003D | 3.5 | 20TB | Enterprise | 7200 | 256MB |  |  |  |  | V | / | V
|  | ST20000NM005D | 3.5 | 20TB | Enterprise | 7200 | 256MB |  |  |  |  | V | / | V
Seagate | EXOS18 | ST18000NM004J | 3.5 | 18TB | Enterprise | 7200 | 512MB |  |  |  |  | V | / | V
|  | ST18000NM005J | 3.5 | 18TB | Enterprise | 7200 | 512MB | SED |  |  |  | V | / | V
|  | ST18000NM007J | 3.5 | 18TB | Enterprise | 7200 | 512MB | SED |  |  |  | V | / | V
|  | ST16000NM004J | 3.5 | 16TB | Enterprise | 7200 | 512MB |  |  |  |  | V | / | V
|  | ST16000NM005J | 3.5 | 16TB | Enterprise | 7200 | 512MB | SED |  |  |  | V | / | V
|  | ST16000NM007J | 3.5 | 16TB | Enterprise | 7200 | 512MB | SED |  |  |  | V | / | V
Seagate | EXOS16 | ST16000NM002G | 3.5 | 16TB | Enterprise | 7200 | 512MB |  |  |  |  | V | / | V
|  | ST14000NM002G | 3.5 | 14TB | Enterprise | 7200 | 512MB |  |  |  |  | V | / | V
|  | ST12000NM002G | 3.5 | 12TB | Enterprise | 7200 | 512MB |  |  |  |  | V | / | V
|  | ST10000NM002G | 3.5 | 10TB | Enterprise | 7200 | 512MB |  |  |  |  | V | / | V
Seagate | EXOS | ST14000NM0048 | 3.5 | 14TB | Enterprise | 7200 | 512MB | SED-FIPS |  |  |  | V | / | V
|  | ST12000NM0038 | 3.5 | 12TB | Enterprise | 7200 | 512MB |  |  |  |  | V | / | V
|  | ST10000NM0528 | 3.5 | 10TB | Enterprise | 7200 | 512MB |  |  |  |  | V | / | V
|  | ST8000NM006A | 3.5 | 8TB | Enterprise | 7200 | 512MB | SED |  |  |  | V | / | V
|  | ST1200MM0129 | 3.5 | 1.2TB | Enterprise | 10k | 512MB |  |  |  |  | V | / | V
Toshiba | Enterprise Capacity | MG10SDA10TE | 3.5 | 10TB | Enterprise | 7200 | 256MB | 512e / 4Kn |  |  |  | V | / | V
Toshiba | Enterprise Capacity | MG10SCA20TE | 3.5 | 20TB | Enterprise | 7200 | 512MB |  |  |  |  | V | / | V
Toshiba | Enterprise Capacity | MG09SCA18TE | 3.5 | 18TB | Enterprise | 7200 | 512MB |  |  |  |  | V | / | V
Toshiba | Enterprise Capacity | MG08SCA16TE | 3.5 | 16TB | Enterprise | 7200 | 512MB |  |  |  |  | V | / | V
Toshiba | Enterprise Capacity | MG08SDA800E | 3.5 | 8TB | Enterprise | 7200 | 256MB |  |  |  |  | V | / | V
Toshiba | Enterprise Capacity | MG08SDA600E | 3.5 | 6TB | Enterprise | 7200 | 256MB |  |  |  |  | V | / | V
Toshiba | Enterprise Capacity | MG08SDA400E | 3.5 | 4TB | Enterprise | 7200 | 256MB |  |  |  |  | V | / | V
Toshiba | Enterprise Capacity | MG07SCA14TE | 3.5 | 14TB | Enterprise | 7200 | 512MB |  |  |  |  | V | / | V
Toshiba | Enterprise Capacity | MG07SCA12TE | 3.5 | 12TB | Enterprise | 7200 | 512MB |  |  |  |  | V | / | V
Toshiba | Enterprise Capacity | MG06SCA10TE | 3.5 | 10TB | Enterprise | 7200 | 256MB |  |  |  |  | V | / | V
Toshiba | Enterprise Capacity | MG06SCA800E | 3.5 | 8TB | Enterprise | 7200 | 256MB |  |  |  |  | V | / | V
Toshiba | Enterprise Capacity | MG06SCA600E | 3.5 | 6TB | Enterprise | 7200 | 256MB |  |  |  |  | V | / | V
Toshiba | Enterprise Capacity | MG04SCA60EE | 3.5 | 6TB | Enterprise | 7200 | 256MB |  |  |  |  | V | / | V
Toshiba | Enterprise Capacity | MG04SCA40EE | 3.5 | 4TB | Enterprise | 7200 | 256MB |  |  |  |  | V | / | V
Toshiba | Enterprise Capacity | MG04SCA20EE | 3.5 | 2TB | Enterprise | 7200 | 256MB |  |  |  |  | V | / | V
Toshiba | Enterprise Performance | AL15SEB24EQ | 2.5 | 2.4TB | Enterprise | 10500 | 128MB |  |  |  |  | V | V | V
Toshiba | Enterprise Performance | AL15SEB18EQ | 2.5 | 1.8TB | Enterprise | 10500 | 128MB |  |  |  |  | V | V | V
Toshiba | Enterprise Performance | AL15SEB12EQ | 2.5 | 1.2TB | Enterprise | 10500 | 128MB |  |  |  |  | V | V | V
Toshiba | Enterprise Performance | AL15SEB09EQ | 2.5 | 900GB | Enterprise | 10500 | 128MB |  |  |  |  | V | V | V
Toshiba | Enterprise Performance | AL15SEB06EQ | 2.5 | 600GB | Enterprise | 10500 | 128MB |  |  |  |  | V | V | V
Toshiba | Enterprise Performance | AL14SXB90EE | 2.5 | 900GB | Enterprise | 15000 | 128MB |  |  |  |  | V | V | V
Toshiba | Enterprise Performance | AL14SXB60EE | 2.5 | 600GB | Enterprise | 15000 | 128MB |  |  |  |  | V | V | V
Toshiba | Enterprise Performance | AL14SXB30EE | 2.5 | 300GB | Enterprise | 15000 | 128MB |  |  |  |  | V | V | V
Western Digital (HGST) | Ultrastar DC HC530 (He12) | WUH721414AL5204 | 3.5 | 14TB | Enterprise | 7200 | 512MB |  |  |  |  | V | / | V
Western Digital (HGST) | Ultrastar DC HC520 (He12) | HUH721212AL5200 | 3.5 | 12TB | Enterprise | 7200 | 256MB |  |  |  |  | V | / | V
Western Digital (HGST) | Ultrastar DC HC520 (He12) | HUH721212AL5204 | 3.5 | 12TB | Enterprise | 7200 | 256MB |  |  |  |  | V | / | V
Western Digital (HGST) | Ultrastar DC HC520 (He12) | HUH721212AL5205 | 3.5 | 12TB | Enterprise | 7200 | 256MB |  |  |  |  | V | / | V
Western Digital (HGST) | Ultrastar DC HC520 (He12) | HUH721212AL5201 | 3.5 | 12TB | Enterprise | 7200 | 256MB |  |  |  |  | V | / | V
Western Digital (HGST) | Ultrastar DC HC510 (He10) | HUH721010AL5200 | 3.5 | 10TB | Enterprise | 7200 | 256MB |  |  |  |  | V | / | V
Western Digital (HGST) | Ultrastar DC HC510 (He10) | HUH721008AL5200 | 3.5 | 8TB | Enterprise | 7200 | 256MB |  |  |  |  | V | / | V
Western Digital (HGST) | Ultrastar DC HC330 (7K8) | WUS721010AL5204 | 3.5 | 10TB | Enterprise | 7200 | 512MB |  |  |  |  | V | / | V
Western Digital (HGST) | Ultrastar DC HC320 (7K8) | HUS728T8TAL5204 | 3.5 | 8TB | Enterprise | 7200 | 256MB |  |  |  |  | V | / | V
Western Digital (HGST) | Ultrastar DC HC310 (7K6) | HUS726T6TAL5204 | 3.5 | 6TB | Enterprise | 7200 | 256MB |  |  |  |  | V | / | V
Western Digital (HGST) | Ultrastar DC HC310 (7K6) | HUS726T4TAL5204 | 3.5 | 4TB | Enterprise | 7200 | 256MB |  |  |  |  | V | / | V
Western Digital (HGST) | DC HC590 | WUH722626AL5201 WUH722624AL5201 | 3.5 | 26TB 24TB | Enterprise | 7200 | 256MB | Base TCG |  |  |  | V | / | V
Western Digital (HGST) | DC HC590 | WUH722626AL5204 WUH722624AL5204 | 3.5 | 26TB 24TB | Enterprise | 7200 | 256MB | Base SE |  |  |  | V | / | V
Western Digital (HGST) | DC HC560 | WUH722020BL5204 | 3.5 | 20TB | Enterprise | 7200 | 512MB |  |  |  |  | V | / | V
Western Digital (HGST) | DC HC570 | WUH722222AL5204 | 3.5 | 22TB | Enterprise | 7200 | 256MB | Base SE |  |  |  | V | / | V
Western Digital (HGST) | DC HC555 | WUH722020CL5204 | 3.5 | 20TB | Enterprise | 7200 | 256MB | 512e: 512 / 4Kn |  |  |  | V | / | V
Western Digital (HGST) | DC HC550 | WUH721818AL5200 | 3.5 | 18TB | Enterprise | 7200 | 256MB |  |  |  |  | V | / | V
Western Digital (HGST) | DC HC550 | WUH721818AL5201 | 3.5 | 18TB | Enterprise | 7200 | 256MB |  |  |  |  | V | / | V
Western Digital (HGST) | DC HC550 | WUH721818AL5204 | 3.5 | 18TB | Enterprise | 7200 | 256MB |  |  |  |  | V | / | V
Western Digital (HGST) | DC HC550 | WUH721818AL5205 | 3.5 | 18TB | Enterprise | 7200 | 256MB |  |  |  |  | V | / | V
Western Digital (HGST) | DC HC550 | WUH721816AL5201 | 3.5 | 16TB | Enterprise | 7200 | 256MB |  |  |  |  | V | / | V
Western Digital (HGST) | DC HC550 | WUH721816AL5204 | 3.5 | 16TB | Enterprise | 7200 | 256MB |  |  |  |  | V | / | V
Western Digital (HGST) | DC HC550 | WUH721816AL5205 | 3.5 | 16TB | Enterprise | 7200 | 256MB |  |  |  |  | V | / | V
Western Digital (HGST) | DC HC330 | WUS721010AL5204 | 3.5 | 10TB | Enterprise | 7200 | 256MB |  |  |  |  | V | / | V
* Note: These models only support up to 8 drive bays.

## SATA HDD
[12 empty] | XCubeNXT |  | XCubeNAS
[12 empty] | XN8124S XN8116S XN8112S XN5124S XN5116S XN5112S XN8024S XN8016S XN8012S | XN8126S XN5126S XN8026S | XN8112R XN8104R XN5112R XN5104R XN8024R XN8016R XN8012R XN8012S XN8008R XN2204 XN2208 XN2212 XN2216 | XN7024R XN7016R XN7012R XN7008R XN7004R XN5012R XN5008R XN5004R XN3004R | XN8008T XN7008T XN7004T XN5008T XN5004T XN3004T XN3002T
Vendor | Series | Model | FF | Capacity | Class | RPM | Cache | Comment | Format | Specification | FW | LFF | SFF | LFF | LFF | LFF
HGST | Ultrastar He12 | HUH721212ALE600 | 3.5 | 12TB |  | 7200 | 256MB |  |  |  |  | V | / | V | V | V
HGST | Ultrastar He12 | HUH721212ALE604 | 3.5 | 12TB |  | 7200 | 256MB |  |  |  |  | V | / | V | V | V
HGST | Ultrastar He10 | HUH721010ALE600 | 3.5 | 10TB |  | 7200 | 256MB | 0F27604 | 512e | ISE |  | V | / | V | V | V
HGST | Ultrastar He10 | HUH721010ALE601 | 3.5 | 10TB |  | 7200 | 256MB |  |  |  |  | V | / | V | V | V
HGST | Ultrastar He10 | HUH721008ALE601 | 3.5 | 8TB |  | 7200 | 256MB | SED |  |  |  | V | / | V | V | V
HGST | Ultrastar 7K6000 | HUS726060ALE610 | 3.5 | 6TB |  | 7200 | 128MB |  | 512e | ISE |  | V | / | V | V | V
HGST | Ultrastar 7K6000 | HUS726050ALE610 | 3.5 | 5TB |  | 7200 | 128MB |  |  |  |  | V | / | V | V | V
HGST | Ultrastar 7K6000 | HUS726040ALE610 | 3.5 | 4TB |  | 7200 | 128MB |  |  |  |  | V | / | V | V | V
HGST | Ultrastar 7K6000 | HUS726020ALE610 | 3.5 | 2TB |  | 7200 | 128MB |  |  |  |  | V | / | V | V | V
HGST | Ultrastar 7K2 | HUS722T1TALA604 | 3.5 | 1TB |  | 7200 | 128MB |  |  |  |  | V | / | V | V | V
HGST | Ultrastar 7K2 | HUS726T6TALE6L4 | 3.5 | 6TB |  | 7200 | 256MB |  |  |  |  | V | / | V | V | V
HGST | Ultrastar 7K6 | HUS726T6TALE6L4 | 3.5 | 6TB |  | 7200 | 256MB |  |  |  |  | V | / | V | V | V
HGST | Ultrastar 7K6 | HUS726T4TALE6L4 | 3.5 | 4TB |  | 7200 | 256MB |  |  |  |  | V | / | V | V | V
Seagate | EXOS 7E10 | ST2000NM000B | 3.5 | 2TB | Enterprise | 7200 | 256MB | 512n SATA |  |  |  | V | / | V | V | V
|  | ST2000NM006B | 3.5 |  | Enterprise | 7200 | 256MB | 512n SATA |  |  |  | V | / | V | V | V
|  | ST2000NM017B | 3.5 |  | Enterprise | 7200 | 256MB | 512e/4KN (FastFormat™) SATA |  |  |  | V | / | V | V | V
|  | ST2000NM019B | 3.5 |  | Enterprise | 7200 | 256MB | 512e/4KN (FastFormat™) SATA |  |  |  | V | / | V | V | V
|  | ST2000NM004B | 3.5 |  | Enterprise | 7200 | 256MB | 4K SATA |  |  |  | V | / | V | V | V
|  | ST2000NM010B | 3.5 |  | Enterprise | 7200 | 256MB | 4K SATA |  |  |  | V | / | V | V | V
|  | ST4000NM000B | 3.5 | 4TB | Enterprise | 7200 | 256MB | 512n SATA |  |  |  | V | / | V | V | V
|  | ST4000NM006B | 3.5 |  | Enterprise | 7200 | 256MB | 512n SATA |  |  |  | V | / | V | V | V
|  | ST4000NM012B | 3.5 |  | Enterprise | 7200 | 256MB | 512n SATA |  |  |  | V | / | V | V | V
|  | ST4000NM024B | 3.5 |  | Enterprise | 7200 | 256MB | 512e/4KN (FastFormat™) SATA |  |  |  | V | / | V | V | V
|  | ST4000NM026B | 3.5 |  | Enterprise | 7200 | 256MB | 512e/4KN (FastFormat™) SATA |  |  |  | V | / | V | V | V
|  | ST4000NM028B | 3.5 |  | Enterprise | 7200 | 256MB | 512e/4KN (FastFormat™) SATA |  |  |  | V | / | V | V | V
|  | ST4000NM004B | 3.5 |  | Enterprise | 7200 | 256MB | 4K SATA |  |  |  | V | / | V | V | V
|  | ST4000NM010B | 3.5 |  | Enterprise | 7200 | 256MB | 4K SATA |  |  |  | V | / | V | V | V
|  | ST6000NM000B | 3.5 | 6TB | Enterprise | 7200 | 256MB | 512n SATA |  |  |  | V | / | V | V | V
|  | ST6000NM019B | 3.5 |  | Enterprise | 7200 | 256MB | 512e/4KN (FastFormat™) SATA |  |  |  | V | / | V | V | V
|  | ST6000NM027B | 3.5 |  | Enterprise | 7200 | 256MB | 512e/4KN (FastFormat™) SATA |  |  |  | V | / | V | V | V
|  | ST6000NM021B | 3.5 |  | Enterprise | 7200 | 256MB | 512e/4KN (FastFormat™) SATA |  |  |  | V | / | V | V | V
|  | ST6000NM023B | 3.5 |  | Enterprise | 7200 | 256MB | 512e/4KN (FastFormat™) SATA |  |  |  | V | / | V | V | V
|  | ST6000NM004B | 3.5 |  | Enterprise | 7200 | 256MB | 4K SATA |  |  |  | V | / | V | V | V
|  | ST6000NM008B | 3.5 |  | Enterprise | 7200 | 256MB | 4K SATA |  |  |  | V | / | V | V | V
|  | ST8000NM017B | 3.5 | 8TB | Enterprise | 7200 | 256MB | 512e/4KN (FastFormat™) SATA |  |  |  | V | / | V | V | V
|  | ST8000NM025B | 3.5 |  | Enterprise | 7200 | 256MB | 512e/4KN (FastFormat™) SATA |  |  |  | V | / | V | V | V
|  | ST8000NM019B | 3.5 |  | Enterprise | 7200 | 256MB | 512e/4KN (FastFormat™) SATA |  |  |  | V | / | V | V | V
|  | ST8000NM021B | 3.5 |  | Enterprise | 7200 | 256MB | 512e/4KN (FastFormat™) SATA |  |  |  | V | / | V | V | V
|  | ST8000NM002B | 3.5 |  | Enterprise | 7200 | 256MB | 4K SATA |  |  |  | V | / | V | V | V
|  | ST8000NM006B | 3.5 |  | Enterprise | 7200 | 256MB | 4K SATA |  |  |  | V | / | V | V | V
|  | ST10000NM017B | 3.5 | 10TB | Enterprise | 7200 | 256MB | 512e/4KN (FastFormat™) SATA |  |  |  | V | / | V | V | V
|  | ST10000NM025B | 3.5 |  | Enterprise | 7200 | 256MB | 512e/4KN (FastFormat™) SATA |  |  |  | V | / | V | V | V
|  | ST10000NM019B | 3.5 |  | Enterprise | 7200 | 256MB | 512e/4KN (FastFormat™) SATA |  |  |  | V | / | V | V | V
|  | ST10000NM021B | 3.5 |  | Enterprise | 7200 | 256MB | 512e/4KN (FastFormat™) SATA |  |  |  | V | / | V | V | V
|  | ST10000NM002B | 3.5 |  | Enterprise | 7200 | 256MB | 4K SATA |  |  |  | V | / | V | V | V
|  | ST10000NM006B | 3.5 |  | Enterprise | 7200 | 256MB | 4K SATA |  |  |  | V | / | V | V | V
Seagate | EXOS 7E8 | ST1000NM000A | 3.5 | 1TB | Enterprise | 7200 | 256MB | 512n SATA |  |  |  | V | / | V | V | V
|  | ST2000NM000A | 3.5 | 2TB | Enterprise | 7200 | 256MB | 512n SATA |  |  |  | V | / | V | V | V
|  | ST2000NM001A | 3.5 |  | Enterprise | 7200 | 256MB | 512e/4KN (FastFormat™) SATA |  |  |  | V | / | V | V | V
|  | ST2000NM002A | 3.5 |  | Enterprise | 7200 | 256MB | 4K SATA |  |  |  | V | / | V | V | V
|  | ST3000NM000A | 3.5 | 3TB | Enterprise | 7200 | 256MB | 512n SATA |  |  |  | V | / | V | V | V
|  | ST3000NM004A | 3.5 |  | Enterprise | 7200 | 256MB | 512n SATA |  |  |  | V | / | V | V | V
|  | ST4000NM000A | 3.5 | 4TB | Enterprise | 7200 | 256MB | 512n SATA |  |  |  | V | / | V | V | V
|  | ST4000NM013A | 3.5 |  | Enterprise | 7200 | 256MB | 512n SATA |  |  |  | V | / | V | V | V
|  | ST4000NM002A | 3.5 |  | Enterprise | 7200 | 256MB | 512e/4KN (FastFormat™) SATA |  |  |  | V | / | V | V | V
|  | ST4000NM012A | 3.5 |  | Enterprise | 7200 | 256MB | 512e/4KN (FastFormat™) SATA |  |  |  | V | / | V | V | V
|  | ST4000NM001A | 3.5 |  | Enterprise | 7200 | 256MB | 4K SATA |  |  |  | V | / | V | V | V
|  | ST6000NM002A | 3.5 | 6TB | Enterprise | 7200 | 256MB | 512n SATA |  |  |  | V | / | V | V | V
|  | ST6000NM021A | 3.5 |  | Enterprise | 7200 | 256MB | 512e/4KN (FastFormat™) SATA |  |  |  | V | / | V | V | V
|  | ST6000NM037A | 3.5 |  | Enterprise | 7200 | 256MB | 512e/4KN (FastFormat™) SATA |  |  |  | V | / | V | V | V
|  | ST6000NM025A | 3.5 |  | Enterprise | 7200 | 256MB | 512e/4KN (FastFormat™) SATA |  |  |  | V | / | V | V | V
|  | ST6000NM022A | 3.5 |  | Enterprise | 7200 | 256MB | 4K SATA |  |  |  | V | / | V | V | V
|  | ST8000NM000A | 3.5 | 8TB | Enterprise | 7200 | 256MB | 512e/4KN (FastFormat™) SATA |  |  |  | V | / | V | V | V
|  | ST8000NM016A | 3.5 |  | Enterprise | 7200 | 256MB | 512e/4KN (FastFormat™) SATA |  |  |  | V | / | V | V | V
|  | ST8000NM008A | 3.5 |  | Enterprise | 7200 | 256MB | 512e/4KN (FastFormat™) SATA |  |  |  | V | / | V | V | V
|  | ST8000NM002A | 3.5 |  | Enterprise | 7200 | 256MB | 4K SATA |  |  |  | V | / | V | V | V
Seagate | Exos X24 | ST24000NM002H ST20000NM002H ST16000NM002H ST12000NM002H | 3.5 | 24TB 20TB 16TB 12TB | Enterprise | 7200 | 256MB |  |  |  |  | V | / | V | V | V
Seagate | EXOS 22 | ST22000NM001E | 3.5 | 22TB | Enterprise | 7200 | 256MB |  |  |  |  | V | / | V | V | V
Seagate | EXOS X20 | ST18000NM003D | 3.5 | 18TB | Enterprise | 7200 | 256MB |  |  |  |  | V | / | V | V | V
|  | ST18000NM004D | 3.5 | 18TB | Enterprise | 7200 | 256MB |  |  |  |  | V | / | V | V | V
|  | ST20000NM007D | 3.5 | 20TB | Enterprise | 7200 | 256MB |  |  |  |  | V | / | V | V | V
|  | ST20000NM000D | 3.5 | 20TB | Enterprise | 7200 | 256MB |  |  |  |  | V | / | V | V | V
Seagate | EXOS X18 | ST18000NM000J | 3.5 | 18TB | Enterprise | 7200 | 256MB |  |  |  |  | V | / | V | V | V
Seagate |  | ST18000NM001J | 3.5 | 18TB | Enterprise | 7200 | 256MB |  |  |  |  | V | / | V | V | V
Seagate |  | ST16000NM000J | 3.5 | 16TB | Enterprise | 7200 | 256MB |  |  |  |  | V | / | V | V | V
Seagate |  | ST68000NM001J | 3.5 | 16TB | Enterprise | 7200 | 256MB |  |  |  |  | V | / | V | V | V
Seagate | EXOS X16 | ST16000NM001G | 3.5 | 16TB | Enterprise | 7200 | 256MB |  |  |  |  | V | / | V | V | V
Seagate |  | ST14000NM001G | 3.5 | 14TB | Enterprise | 7200 | 256MB |  |  |  |  | V | / | V | V | V
Seagate |  | ST12000NM001G | 3.5 | 12TB | Enterprise | 7200 | 256MB |  |  |  |  | V | / | V | V | V
Seagate |  | ST10000NM001G | 3.5 | 10TB | Enterprise | 7200 | 256MB |  |  |  |  | V | / | V | V
Seagate | EXOS X14 | ST14000NM0018 | 3.5 | 14TB | Enterprise | 7200 | 256MB |  |  |  |  | V | / | V | V | v
Seagate |  | ST12000NM0008 | 3.5 | 12TB | Enterprise | 7200 | 256MB |  |  |  |  | V | / | V | V | V
Seagate |  | ST10000NM0478 | 3.5 | 10TB | Enterprise | 7200 | 256MB |  |  |  |  | V | / | V | V | V
Seagate | Enterprise NAS HDD | ST6000NE0003 | 3.5 | 6TB | Enterprise | 7200 | 256MB |  |  |  |  | V | / | V | V | V
Seagate |  | ST4000NE0015 | 3.5 | 4TB | Enterprise | 7200 | 128MB |  |  |  |  | V | / | V | V | V
Seagate |  | ST2000NE0015 | 3.5 | 2TB | Enterprise | 7200 | 128MB |  |  |  |  | V | / | V | V | V
Seagate | Enterprise Capacity 3.5 HDD (v.4) | ST6000NM0024 | 3.5 | 6TB | Enterprise | 7200 | 128MB |  | 512e |  |  | V | / | V | V | V
Seagate |  | ST6000NM0124 | 3.5 | 6TB | Enterprise | 7200 | 128MB |  | 512e | PowerBalance |  | V | / | V | V | V
Seagate |  | ST5000NM0084 | 3.5 | 5TB | Enterprise | 7200 | 128MB |  | 512e |  |  | V | / | V | V | V
Seagate |  | ST5000NM0124 | 3.5 | 5TB | Enterprise | 7200 | 128MB |  | 512e | PowerBalance |  | V | / | V | V | V
Seagate |  | ST4000NM0024 | 3.5 | 4TB | Enterprise | 7200 | 128MB |  | 512e |  |  | V | / | V | V | V
Seagate |  | ST4000NM0124 | 3.5 | 4TB | Enterprise | 7200 | 128MB |  | 512e | PowerBalance |  | V | / | V | V | V
Seagate |  | ST2000NM0024 | 3.5 | 2TB | Enterprise | 7200 | 128MB |  | 512e |  |  | V | / | V | V | V
Seagate |  | ST6000NM0115 | 3.5 | 6TB | Enterprise | 7200 | 256MB |  |  |  |  | V | / | V | V | V
Seagate | Enterprise Capacity 3.5 HDD (Helium) v6 | ST10000NM0086 | 3.5 | 10TB | Enterprise | 7200 | 256MB |  |  |  |  | V | / | V | V | V
Seagate |  | ST8000NM0206 | 3.5 | 8TB | Enterprise | 7200 | 256MB |  |  |  |  | V | / | V | V | V
Seagate | Enterprise Capacity 3.5 HDD (Helium) v7 | ST12000NM0007 | 3.5 | 12TB | Enterprise | 7200 | 256MB |  |  |  |  | V | / | V | V | V
Seagate |  | ST12000NM0017 | 3.5 | 12TB | Enterprise | 7200 | 256MB | SED |  |  |  | V | / | V | V | V
Seagate | NAS HDD | ST4000VN000 | 3.5 | 4TB | NAS | 5900 | 64MB |  |  |  |  | V | / | V | V | V
Seagate |  | ST4000VN003 | 3.5 | 4TB | NAS | 5900 | 64MB |  |  | Rescue |  | V | / | V | V | V
Seagate |  | ST3000VN000 | 3.5 | 3TB | NAS | 5900 | 64MB |  |  |  |  | V | / | V | V | V
Seagate |  | ST2000VN000 | 3.5 | 2TB | NAS | 5900 | 64MB |  |  |  |  | V | / | V | V | V
Seagate |  | ST2000VN001 | 3.5 | 2TB | NAS | 5900 | 64MB |  |  | Rescue |  | V | / | V | V | V
Seagate |  | ST1000VN000 | 3.5 | 1TB | NAS | 5900 | 64MB |  |  |  |  | V | / | V | V | V
Seagate |  | ST1000VN001 | 3.5 | 1TB | NAS | 5900 | 64MB |  |  | Rescue |  | V | / | V | V | V
Seagate | Ironwolf | ST16000VN001 | 3.5 | 16TB | NAS | 7200 | 256MB |  |  |  |  | V | / | V | V | V
Seagate |  | ST14000VN0008 | 3.5 | 14TB | NAS | 7200 | 256MB |  |  |  |  | V | / | V | V | V
Seagate |  | ST12000VN0008 | 3.5 | 12TB | NAS | 7200 | 256MB |  |  |  |  | V | / | V | V | V
Seagate |  | ST10000VN0008 | 3.5 | 10TB | NAS | 7200 | 256MB |  |  |  |  | V | / | V | V | V
Seagate |  | ST12000VN0007 | 3.5 | 12TB | NAS | 7200 | 256MB |  |  |  |  | V | / | V | V | V
Seagate |  | ST10000VN0004 | 3.5 | 10TB | NAS | 7200 | 256MB |  | 512e |  |  | V | / | V | V | V
|  | ST8000VN008 | 3.5 | 8TB | NAS | 7200 | 256MB |  |  |  |  | V | / | V | V | V
|  | ST8000VN007 | 3.5 | 8TB | NAS | 7200 | 256MB |  |  |  |  | V | / | V | V | V
Seagate |  | ST8000VN004 | 3.5 | 8TB | NAS | 7200 | 256MB |  |  |  |  | V | / | V | V | V
|  | ST8000VN002 | 3.5 | 8TB | NAS | 7200 | 256MB |  |  |  |  | V | / | V | V | V
Seagate |  | ST8000VN0022 | 3.5 | 8TB | NAS | 7200 | 256MB |  |  |  |  | V | / | V | V | V
Seagate |  | ST6000VN0033 | 3.5 | 6TB | NAS | 7200 | 256MB |  |  |  |  | V | / | V | V | V
|  | ST6000VN008 | 3.5 | 6TB | NAS | 7200 | 128MB |  |  |  |  | V | / | V | V | V
|  | ST6000VN007 | 3.5 | 6TB | NAS | 7200 | 128MB |  |  |  |  | V | / | V | V | V
Seagate |  | ST6000VN001 | 3.5 | 6TB | NAS | 7200 | 128MB |  |  |  |  | V | / | V | V | V
|  | ST6000VN006 | 3.5 | 6TB | NAS | 7200 | 128MB |  |  |  |  | V | / | V | V | V
|  | ST4000VN013 | 3.5 | 4TB | NAS | 5900 | 64MB |  |  |  |  | V | / | V | V | V
Seagate |  | ST4000VN008 | 3.5 | 4TB | NAS | 5900 | 64MB |  |  |  |  | V | / | V | V | V
|  | ST4000VN006 | 3.5 | 4TB | NAS | 5900 | 64MB |  |  |  |  | V | / | V | V | V
|  | ST3000VN011 | 3.5 | 3TB | NAS | 5900 | 64MB |  |  |  |  | V | / | V | V | V
Seagate |  | ST3000VN007 | 3.5 | 3TB | NAS | 5900 | 64MB |  |  |  |  | V | / | V | V | V
|  | ST3000VN006 | 3.5 | 3TB | NAS | 5900 | 64MB |  |  |  |  | V | / | V | V | V
|  | ST2000VN010 | 3.5 | 2TB | NAS | 5900 | 64MB |  |  |  |  | V | / | V | V | V
|  | ST2000VN009 | 3.5 | 2TB | NAS | 5900 | 64MB |  |  |  |  | V | / | V | V | V
|  | ST2000VN003 | 3.5 | 2TB | NAS | 5900 | 64MB |  |  |  |  | V | / | V | V | V
|  | ST2000VN004 | 3.5 | 2TB | NAS | 5900 | 64MB |  |  |  |  | V | / | V | V | V
|  | ST1000VN009 | 3.5 | 1TB | NAS | 5900 | 64MB |  |  |  |  | V | / | V | V | V
|  | ST1000VN008 | 3.5 | 1TB | NAS | 5900 | 64MB |  |  |  |  | V | / | V | V | V
|  | ST1000VN007 | 3.5 | 1TB | NAS | 5900 | 64MB |  |  |  |  | V | / | V | V | V
Seagate |  | ST1000VN002 | 3.5 | 1TB | NAS | 5900 | 64MB |  |  |  |  | V | / | V | V | V
Seagate | Ironwolf CimarronBP | ST8000VN004 | 3.5 | 8TB | NAS | 7200 | 128MB |  |  |  |  | V | / | V | V | V
Seagate |  | ST10000VN004 | 3.5 | 10TB | NAS | 7200 | 128MB |  |  |  |  | V | / | V | V | V
Seagate | Ironwolf Pro | ST200000NE001 | 3.5 | 20TB | NAS | 72000 | 256MB |  |  |  |  | V | / | V | V | V
|  | ST200000NE000 | 3.5 | 20TB | NAS | 72000 | 256MB |  |  |  |  | V | / | V | V | V
|  | ST18000NE000 | 3.5 | 18TB | NAS | 72000 | 256MB |  |  |  |  | V | / | V | V | V
|  | ST16000NE000 | 3.5 | 16TB | NAS | 72000 | 256MB |  |  |  |  | V | / | V | V | V
|  | ST14000NE0008 | 3.5 | 14TB | NAS | 72000 | 256MB |  |  |  |  | V | / | V | V | V
|  | ST12000NE0008 | 3.5 | 12TB | NAS | 72000 | 256MB |  |  |  |  | V | / | V | V | V
|  | ST10000NE0008 | 3.5 | 10TB | NAS | 72000 | 256MB |  |  |  |  | V | / | V | V | V
|  | ST10000NE0004 | 3.5 | 10TB | NAS | 72000 | 256MB |  |  |  |  | V | / | V | V | V
|  | ST8000NE0004 | 3.5 | 8TB | NAS | 72000 | 256MB |  |  |  |  | V | / | V | V | V
|  | ST8000NE001 | 3.5 | 8TB | NAS | 72000 | 256MB |  |  |  |  | V | / | V | V | V
|  | ST6000NE0023 | 3.5 | 6TB | NAS | 72000 | 256MB |  |  |  |  | V | / | V | V | V
Seagate | Ironwolf Pro CimarronBP | ST10000NE000 | 3.5 | 10TB | NAS | 72000 | 256MB |  |  |  |  | V | / | V | V | V
|  | ST8000NE001 | 3.5 | 8TB | NAS | 72000 | 256MB |  |  |  |  | V | / | V | V | V
|  | ST6000NE000 | 3.5 | 6TB | NAS | 72000 | 256MB |  |  |  |  | V | / | V | V | V
|  | ST4000NE001 | 3.5 | 4TB | NAS | 72000 | 256MB |  |  |  |  | V | / | V | V | V
|  | ST2000NE001 | 3.5 | 2TB | NAS | 72000 | 256MB |  |  |  |  | V | / | V | V | V
Seagate | Ironwolf Pro Evans | ST18000NE001 | 3.5 | 18TB | NAS | 72000 | 256MB |  |  |  |  | V | / | V | V | V
|  | ST18000NE000 | 3.5 | 18TB | NAS | 72000 | 256MB |  |  |  |  | V | / | V | V | V
|  | ST16000NE001 | 3.5 | 16TB | NAS | 72000 | 256MB |  |  |  |  | V | / | V | V | V
|  | ST16000NE000 | 3.5 | 16TB | NAS | 72000 | 256MB |  |  |  |  | V | / | V | V | V
|  | ST14000NE0001 | 3.5 | 14TB | NAS | 72000 | 256MB |  |  |  |  | V | / | V | V | V
|  | ST14000NE0008 | 3.5 | 14TB | NAS | 72000 | 256MB |  |  |  |  | V | / | V | V | V
|  | ST12000NE0001 | 3.5 | 12TB | NAS | 72000 | 256MB |  |  |  |  | V | / | V | V | V
|  | ST12000NE0008 | 3.5 | 12TB | NAS | 72000 | 256MB |  |  |  |  | V | / | V | V | V
|  | ST10000NE0008 | 3.5 | 10TB | NAS | 72000 | 256MB |  |  |  |  | V | / | V | V | V
Seagate | Surveillance | ST10000VX0004 | 3.5 | 10TB | Surveillance | 7200 | 256MB |  | 512e | NVR supported |  | V | / | V | V | V
|  | ST3000VX006 | 3.5 | 3TB | Surveillance | 5900 | 64MB |  |  |  |  | V | / | V | V | V
|  | ST2000VX003 | 3.5 | 2TB | Surveillance | 5900 | 64MB |  |  |  |  | V | / | V | V | V
|  | ST1000VX001 | 3.5 | 1TB | Surveillance | 5900 | 64MB |  |  |  |  | V | / | V | V | V
Seagate | Barracuda | ST1000DM003 | 3.5 | 1TB |  | 7200 | 64MB |  |  |  |  | V | / | V | V | V
Seagate | Sky Hawk AI | ST16000VE000 | 3.5 | 16tB | Surveillance | 7200 | 256MB |  |  |  |  | V | / | V | V | V
|  | ST18000VE002 | 3.5 | 18TB | Surveillance | 7200 | 256MB |  |  |  |  | V | / | V | V | V
|  | ST16000VE002 | 3.5 | 16tB | Surveillance | 7200 | 256MB |  |  |  |  | V | / | V | V | V
|  | ST14000VE002 | 3.5 | 14tB | Surveillance | 7200 | 256MB |  |  |  |  | V | / | V | V | V
|  | ST12000VE002 | 3.5 | 12tB | Surveillance | 7200 | 256MB |  |  |  |  | V | / | V | V | V
|  | ST10000VE002 | 3.5 | 10tB | Surveillance | 7200 | 256MB |  |  |  |  | V | / | V | V | V
|  | ST8000VX0022 | 3.5 | 8tB | Surveillance | 7200 | 256MB |  |  |  |  | V | / | V | V | V
Seagate | BarraCuda | ST8000DM004 | 2.5 | 8TB |  | 7200 | 256MB |  | V | V | V | V | V | V | V | V
|  | ST6000DM003 | 2.5 | 6TB |  | 7200 | 256MB |  | V | V | V | V | V | V | V | V
|  | ST4000DM004 | 2.5 | 4TB |  | 7200 | 256MB |  | V | V | V | V | V | V | V | V
|  | ST3000DM007 | 2.5 | 3TB |  | 7200 | 256MB |  | V | V | V | V | V | V | V | V
|  | ST2000DM008 | 2.5 | 2TB |  | 7200 | 256MB |  | V | V | V | V | V | V | V | V
Toshiba | Enterprise Capacity | MG10ADA10TE | 3.5 | 10TB | Enterprise | 7200 | 512MB | 512e / 4Kn |  |  |  | V | / | V | V | V
Toshiba | Enterprise Capacity MG 10 Seeies | MG10ACA18TA | 3.5 | 18TB | Enterprise | 7200 | 512MB |  |  |  |  | V | / | V | V | V
|  | MG10ACA18TE | 3.5 | 18TB | Enterprise | 7200 | 512MB |  |  |  |  | V | / | V | V | V
|  | MG10ACA18TAY | 3.5 | 18TB | Enterprise | 7200 | 512MB |  |  |  |  | V | / | V | V | V
|  | MG10ACA18TEY | 3.5 | 18TB | Enterprise | 7200 | 512MB |  |  |  |  | V | / | V | V | V
|  | MG10ACP18TA | 3.5 | 18TB | Enterprise | 7200 | 512MB |  |  |  |  | V | / | V | V | V
|  | MG10ACP18TE | 3.5 | 18TB | Enterprise | 7200 | 512MB |  |  |  |  | V | / | V | V | V
|  | MG10ACA20TA | 3.5 | 20TB | Enterprise | 7200 | 512MB |  |  |  |  | V | / | V | V | V
|  | MG10ACA20TE | 3.5 | 20TB | Enterprise | 7200 | 512MB |  |  |  |  | V | / | V | V | V
|  | MG10ACA20TAY | 3.5 | 20TB | Enterprise | 7200 | 512MB |  |  |  |  | V | / | V | V | V
|  | MG10ACA20TEY | 3.5 | 20TB | Enterprise | 7200 | 512MB |  |  |  |  | V | / | V | V | V
|  | MG10ACP20TA | 3.5 | 20TB | Enterprise | 7200 | 512MB |  |  |  |  | V | / | V | V | V
|  | MG10ACP20TE | 3.5 | 20TB | Enterprise | 7200 | 512MB |  |  |  |  | V | / | V | V | V
Toshiba | Enterprise Capacity | MG09ACA18TE | 3.5 | 18TB | Enterprise | 7200 | 512MB |  |  |  |  | V | / | V | V | V
Toshiba | Enterprise Capacity | MG08ACA16TE | 3.5 | 16TB | Enterprise | 7200 | 512MB |  |  |  |  | V | / | V | V | V
Toshiba | Enterprise Capacity | MG08ACA14TE | 3.5 | 14TB | Enterprise | 7200 | 256MB |  |  |  |  | V | / | V | V | V
Toshiba | Enterprise Capacity | MG08ADA800E | 3.5 | 8TB | Enterprise | 7200 | 256MB |  |  |  |  | V | / | V | V | V
Toshiba | Enterprise Capacity | MG08ADA600E | 3.5 | 6TB | Enterprise | 7200 | 256MB |  |  |  |  | V | / | V | V | V
Toshiba | Enterprise Capacity | MG08ADA400E | 3.5 | 4TB | Enterprise | 7200 | 256MB |  |  |  |  | V | / | V | V | V
Toshiba | Enterprise Capacity | MG08SDA400E | 3.5 | 4TB | Enterprise | 7200 | 256MB |  |  |  |  | V | / | V | V | V
Toshiba | Enterprise Capacity | MG07ACA14TE | 3.5 | 14TB | Enterprise | 7200 | 256MB |  |  |  |  | V | / | V | V | V
Toshiba | Enterprise Capacity | MG07ACA12TE | 3.5 | 12TB | Enterprise | 7200 | 256MB |  |  |  |  | V | / | V | V | V
Toshiba | Enterprise Capacity | MG06ACA10TE | 3.5 | 10TB | Enterprise | 7200 | 256MB |  |  |  |  | V | / | V | V | V
Toshiba | Enterprise Capacity | MG06ACA800E | 3.5 | 8TB | Enterprise | 7200 | 256MB |  |  |  |  | V | / | V | V | V
Toshiba | Enterprise Capacity | MG06ACA600E | 3.5 | 6TB | Enterprise | 7200 | 256MB |  |  |  |  | V | / | V | V | V
Toshiba | Enterprise Capacity | MG05ACA800E | 3.5 | 8TB | Enterprise | 7200 | 128MB |  | 512e |  |  | V | / | V | V | V
Toshiba | Enterprise Capacity | MG04ACA600E | 3.5 | 6TB | Enterprise | 7200 | 128MB |  | 512e |  |  | V | / | V | V | V
Toshiba | Enterprise Capacity | MG04ACA50DE | 3.5 | 5TB | Enterprise | 7200 | 128MB |  |  |  |  | V | / | V | V | V
Toshiba | Enterprise Capacity | MG04ACA400E | 3.5 | 4TB | Enterprise | 7200 | 128MB |  |  |  |  | V | / | V | V | V
Toshiba | Enterprise Capacity | MG04ACA300E | 3.5 | 3TB | Enterprise | 7200 | 128MB |  |  |  |  | V | / | V | V | V
Toshiba | Enterprise Capacity | MG04ACA200E | 3.5 | 2TB | Enterprise | 7200 | 128MB |  |  |  |  | V | / | V | V | V
Toshiba | Enterprise Capacity | MG04ACA400N | 3.5 | 4TB | Enterprise | 7200 | 128MB |  | 512n |  |  | V | / | V | V | V
Toshiba | Enterprise Capacity | MG04ACA200N | 3.5 | 2TB | Enterprise | 7200 | 128MB |  |  |  |  | V | / | V | V | V
Toshiba | Enterprise Capacity | MG04ACA100N | 3.5 | 1TB | Enterprise | 7200 | 128MB |  |  |  |  | V | / | V | V | V
Toshiba | Surveillance MD03ACA***V | MD03ACA200V | 3.5 | 2TB | [7 empty] | V | / | V | V | V
Toshiba | Client HDD (MD04ACA***) | MD04ACA400 | 3.5 | 4TB | Client | 7200 | 128MB |  |  |  |  | V | / | V | V | V
Toshiba | Client HDD (DT01AVA***) | DT01ACA200 | 3.5 | 2TB | Client | 7200 | 64MB |  |  |  |  | V | / | V | V | V
Toshiba | Client HDD (DT01AVA***) | DT01ACA100 | 3.5 | 1TB | Client | 7200 | 64MB |  |  |  |  | V | / | V | V | V
Toshiba | Client HDD (DT01AVA***) | DT01ACA050 | 3.5 | 500GB | Client | 7200 | 64MB |  |  |  |  | V | / | V | V | V
Toshiba | MN-Air | MN06ACA10T | 3.5 | 10TB | NAS HDD | 7200 | 256MB |  |  |  |  | V | / | V | V | V
Toshiba | MN-Air | MN05ACA800 | 3.5 | 8TB | Client | 7200 | 128MB |  | 512e |  |  | V | / | V | V | V
Toshiba | MN-Air | MN05ACA600 | 3.5 | 6TB | Client | 7200 | 128MB |  |  |  |  | V | / | V | V | V
Toshiba | MN-Air | MN07ACA14T | 3.5 | 14TB | Client | 7200 | 128MB |  |  |  |  | V | / | V | V | V
Toshiba | MN-Air | MN04ACA400 | 3.5 | 4TB | Client | 7200 | 128MB |  |  |  |  | V | / | V | V | V
Western Digital | Gold | WD221KRYZ | 3.5 | 22TB | Data Center | 7200 | 512MB |  |  |  |  | V | / | V | V | V
Western Digital | Gold | WD221VRYZ | 3.5 | 22TB | Data Center | 7200 | 512MB |  |  |  |  | V | / | V | V | V
Western Digital | Gold | WD201KRYZ | 3.5 | 20TB | Data Center | 7200 | 512MB |  |  |  |  | V | / | V | V | V
Western Digital | Gold | WD181KRYZ | 3.5 | 18TB | Data Center | 7200 | 512MB |  |  |  |  | V | / | V | V | V
Western Digital | Gold | WD161KRYZ | 3.5 | 16TB | Data Center | 7200 | 512MB |  |  |  |  | V | / | V | V | V
Western Digital | Gold | WD141KRYZ | 3.5 | 14TB | Data Center | 7200 | 256MB |  |  |  |  | V | / | V | V | V
Western Digital | Gold | WD121KRYZ | 3.5 | 12TB | Data Center | 7200 | 256MB |  |  |  |  | V | / | V | V | V
Western Digital | Gold | WD102KRYZ | 3.5 | 10TB | Data Center | 7200 | 256MB |  | 512e |  |  | V | / | V | V | V
Western Digital | Gold | WD101KRYZ | 3.5 | 10TB | Data Center | 7200 | 256MB |  | 512e |  |  | V | / | V | V | V
Western Digital | Gold | WD8004FRYZ | 3.5 | 8TB | Data Center | 7200 | 256MB |  |  |  |  | V | / | V | V | V
Western Digital | Gold | WD6003FRYZ | 3.5 | 6TB | Data Center | 7200 | 256MB |  |  |  |  | V | / | V | V | V
Western Digital | Gold | WD6002FRYZ | 3.5 | 6TB | Data Center | 7200 | 128MB |  |  |  |  | V | / | V | V | V
Western Digital | Gold | WD4003FRYZ | 3.5 | 6TB | Data Center | 7200 | 256MB |  |  |  |  | V | / | V | V | V
Western Digital | Gold | WD4002FYYZ | 3.5 | 4TB | Data Center | 7200 | 128MB |  |  |  |  | V | / | V | V | V
Western Digital | Gold | WD2005FBYZ | 3.5 | 2TB | Data Center | 7200 | 128MB |  |  |  |  | V | / | V | V | V
Western Digital | Gold | WD1005FBYZ | 3.5 | 1TB | Data Center | 7200 | 128MB |  | 512n |  |  | V | / | V | V | V
Western Digital | Ultrastar DC HC570 | WUH722222AL5201 | 3.5 | 22TB | Data Center | 7200 | 512MB | 512e, SED |  |  |  | V | / | V | V | V
Western Digital | Ultrastar DC HC570 | WUH722222AL5204 | 3.5 | 22TB | Data Center | 7200 | 512MB | Base SE |  |  |  | V | / | V | V | V
Western Digital | Ultrastar DC HC560 | WUH722020BLE6L1 | 3.5 | 20TB | Data Center | 7200 | 512MB | 512e, SED |  |  |  | V | / | V | V | V
Western Digital | Ultrastar DC HC560 | WUH722020BLE6L4 | 3.5 | 20TB | Data Center | 7200 | 512MB | 512e, SE |  |  |  | V | / | V | V | V
Western Digital | Ultrastar DC HC560 | WUH722020ALE6L1 | 3.5 | 20TB | Data Center | 7200 | 512MB | 512e, SED |  |  |  | V | / | V | V | V
Western Digital | Ultrastar DC HC560 | WUH722020ALE6L4 | 3.5 | 20TB | Data Center | 7200 | 512MB | 512e, SE |  |  |  | V | / | V | V | V
Western Digital | Ultrastar DC HC555 | WUH722020CLE6L4 | 3.5 | 20TB | Data Center | 7200 | 512MB | 512e, SE |  |  |  | V | / | V | V | V
Western Digital | Ultrastar DC HC550 | WUH721818ALE6L1 | 3.5 | 18TB | Data Center | 7200 | 512MB | 512e, SED |  |  |  | V | / | V | V | V
Western Digital | Ultrastar DC HC550 | WUH721818ALE6L4 | 3.5 | 18TB | Data Center | 7200 | 512MB | 512e, SE |  |  |  | V | / | V | V | V
Western Digital | Ultrastar DC HC550 | WUH721816ALE6L1 | 3.5 | 16TB | Data Center | 7200 | 512MB | 512e, SED |  |  |  | V | / | V | V | V
Western Digital | Ultrastar DC HC550 | WUH721816ALE6L4 | 3.5 | 16TB | Data Center | 7200 | 512MB | 512e, SE |  |  |  | V | / | V | V | V
Western Digital | Ultrastar DC HC530 | WUH721414ALE6L1 | 3.5 | 14TB | Data Center | 7200 | 512MB | 512e, SED |  |  |  | V | / | V | V | V
Western Digital | Ultrastar DC HC530 | WUH721414ALE6L4 | 3.5 | 14TB | Data Center | 7200 | 512MB | 512e, SE |  |  |  | V | / | V | V | V
Western Digital | Ultrastar DC HC520 | HUH721212ALE600 | 3.5 | 12TB | Data Center | 7200 | 256MB | 512e, ISE |  |  |  | V | / | V | V | V
Western Digital | Ultrastar DC HC520 | HUH721214ALE604 | 3.5 | 12TB | Data Center | 7200 | 256MB | 512e, SE |  |  |  | V | / | V | V | V
Western Digital | Ultrastar DC HC520 | HUH721212ALN600 | 3.5 | 12TB | Data Center | 7200 | 256MB | 4Kn, ISE |  |  |  | V | / | V | V | V
Western Digital | Ultrastar DC HC520 | HUH721214ALN604 | 3.5 | 12TB | Data Center | 7200 | 256MB | 4Kn, SE |  |  |  | V | / | V | V | V
Western Digital | Ultrastar DC HC330 | WUS721010ALE6L4 | 3.5 | 10TB | Data Center | 7200 | 256MB | 512e, SE |  |  |  | V | / | V | V | V
Western Digital | Ultrastar DC HC330 | WUS721010ALE6L1 | 3.5 | 10TB | Data Center | 7200 | 256MB | 512e, SED |  |  |  | V | / | V | V | V
Western Digital | Ultrastar DC HC320 | HUS728T8TALE6L4 | 3.5 | 8TB | Data Center | 7200 | 256MB | 512e, SE |  |  |  | V | / | V | V | V
Western Digital | Ultrastar DC HC320 | HUS728T8TALE6L1 | 3.5 | 8TB | Data Center | 7200 | 256MB | 512e, SED |  |  |  | V | / | V | V | V
Western Digital | Ultrastar DC HC310 | HUS726T6TALE6L4 | 3.5 | 6TB | Data Center | 7200 | 256MB | 512e, SE |  |  |  | V | / | V | V | V
Western Digital | Ultrastar DC HC310 | HUS726T6TALE6L1 | 3.5 | 6TB | Data Center | 7200 | 256MB | 512e, SED |  |  |  | V | / | V | V | V
Western Digital | Ultrastar DC HC310 | HUS726T4TALE6L4 | 3.5 | 4TB | Data Center | 7200 | 256MB | 512e, SE |  |  |  | V | / | V | V | V
Western Digital | Ultrastar DC HC310 | HUS726T4TALE6L1 | 3.5 | 4TB | Data Center | 7200 | 256MB | 512e, SED |  |  |  | V | / | V | V | V
Western Digital | Ultrastar DC HC310 | HUS726T4TALA6L4 | 3.5 | 4TB | Data Center | 7200 | 256MB | 512n, SE |  |  |  | V | / | V | V | V
Western Digital | Ultrastar DC HC310 | HUS726T4TALA6L1 | 3.5 | 4TB | Data Center | 7200 | 256MB | 512n, SED |  |  |  | V | / | V | V | V
Western Digital | Red Pro | WD101KFBX | 3.5 | 10TB | NAS | 7200 | 256MB |  |  |  |  | V | / | V | V | V
Western Digital | Red Pro | WD8003FFBX | 3.5 | 8TB | NAS | 7200 | 256MB |  |  |  |  | V | / | V | V | V
Western Digital | Red Pro | WD8001FFWX | 3.5 | 8TB | NAS | 7200 | 128MB |  |  |  |  | V | / | V | V | V
Western Digital | Red Pro | WD6002FFWX | 3.5 | 6TB | NAS | 7200 | 128MB |  |  |  |  | V | / | V | V | V
Western Digital | Red Pro | WD4002FFWX | 3.5 | 4TB | NAS | 7200 | 128MB |  |  |  |  | V | / | V | V | V
Western Digital | Red Pro | WD2002FFSX | 3.5 | 2TB | NAS | 7200 | 64MB |  |  |  |  | V | / | V | V | V
Western Digital | Red* | WD201KFGX | 3.5 | 20TB | NAS | 7200 | 512MB |  |  |  |  | V | / | V | V | V
Western Digital | Red* | WD100EFAX | 3.5 | 10TB | NAS | 5400 | 256MB |  |  |  |  | V | / | V | V | V
Western Digital | Red* | WD80EFAX | 3.5 | 8TB | NAS | 5400 | 256MB | Only support up to 8 drive bays |  |  |  | V | / | V | V | V
Western Digital | Red* | WD80EFZX | 3.5 | 8TB | NAS | 5400 | 128MB | Only support up to 8 drive bays |  |  |  | V | / | V | V | V
Western Digital | Red* | WD60EFAX | 3.5 | 6TB | NAS | 5400 | 256MB | Only support up to 8 drive bays |  |  |  | V | / | V | V | V
Western Digital | Red* | WD60EFRX | 3.5 | 6TB | NAS | 5400 | 64MB | Only support up to 8 drive bays |  |  |  | V | / | V | V | V
Western Digital | Red* | WD50EFRX | 3.5 | 5TB | NAS | 5400 | 64MB | Only support up to 8 drive bays |  |  |  | V | / | V | V | V
Western Digital | Red* | WD40EFRX | 3.5 | 4TB | NAS | 5400 | 64MB | Only support up to 8 drive bays |  |  |  | V | / | V | V | V
Western Digital | Red* | WD30EFRX | 3.5 | 3TB | NAS | 5400 | 64MB | Only support up to 8 drive bays |  |  |  | V | / | V | V | V
Western Digital | Red* | WD20EFRX | 3.5 | 2TB | NAS | 5400 | 64MB | Only support up to 8 drive bays |  |  |  | V | / | V | V | V
Western Digital | Red* | WD10EFRX | 3.5 | 1TB | NAS | 5400 | 64MB | Only support up to 8 drive bays |  |  |  | V | / | V | V | V
Western Digital | Re | WD6001FSYZ | 3.5 | 6TB | Data Center | 7200 | 128MB |  | 512e |  |  | V | / | V | V | V
Western Digital | Re | WD5001FSYZ | 3.5 | 5TB | Data Center | 7200 | 128MB |  | 512e |  |  | V | / | V | V | V
Western Digital | Purple | WD80PUZX | 3.5 | 8TB | Surveillance | 5400 | 128MB |  |  |  |  | V | / | V | V | V
Western Digital | Purple NV | WD6NPURX | 3.5 | 6TB | Surveillance | 5400 | 64MB |  |  |  |  | V | / | V | V | V
Western Digital | Ultrastar DC HA340 | WUS721212BLE604 WUS721212BLE6L4 WUS721210BLE604 WUS721210BLE6L4 WUS721208BLE604 WUS721208BLE6L4 WUS721206BLE604 WUS721206BLE6L4 WUS721204BLE604 WUS721204BLE6L4 | 3.5 | 12TB 12TB 10TB 10TB 8TB 8TB 6TB 6TB 4TB 4TB | Surveillance | 7200 | 512MB | Base SE |  |  |  | V | / | V | V | V
* Note: Not suggest for heavy loading, if you use more than 8 drives.

## SAS SSD
[9 empty] | XCubeNXT |  | XCubeNAS
[9 empty] | XN8124 XN8116 XN8112 XN5124 XN5116 XN5112 XN8024 XN8016 XN8012 | XN8126 XN5126 XN8026 | XN8024R XN8016R XN8012S XN7024R XN7016R XN8016R
Vendor | Series | Model | FF | Capacity | Comment | Format | Specification | FW | LFF | SFF | LFF
Seagate | Nytro3350 | XS15360SE70045 | 2.5" | 15.36TB | Standard (1 DWPD, Write intensive) |  |  |  | v | v | v
|  | XS7680SE70045 | 2.5" | 7.68TB |  |  |  |  | v | v | v
|  | XS3840SE70045 | 2.5" | 3.84TB |  |  |  |  | v | v | v
|  | XS1920SE70045 | 2.5" | 1.92TB |  |  |  |  | v | v | v
|  | XS960SE70045 | 2.5" | 960GB |  |  |  |  | v | v | v
|  | XS15360SE70055 | 2.5" | 15.36TB | SED (1 DWPD, Write intensive) |  |  |  | v | v | v
|  | XS7680SE70055 | 2.5" | 7.68TB |  |  |  |  | v | v | v
|  | XS3840SE70055 | 2.5" | 3.84TB |  |  |  |  | v | v | v
|  | XS1920SE70055 | 2.5" | 1.92TB |  |  |  |  | v | v | v
|  | XS960SE70055 | 2.5" | 960GB |  |  |  |  | v | v | v
|  | XS15360SE70065 | 2.5" | 15.36TB | SED FIPS 140-3 (1 DWPD, Write intensive) |  |  |  | v | v | v
|  | XS7680SE70065 | 2.5" | 7.68TB |  |  |  |  | v | v | v
|  | XS3840SE70065 | 2.5" | 3.84TB |  |  |  |  | v | v | v
|  | XS1920SE70065 | 2.5" | 1.92TB |  |  |  |  | v | v | v
|  | XS960SE70065 | 2.5" | 960GB |  |  |  |  | v | v | v
|  | XS15360SE70075 | 2.5" | 15.36TB | ISE (1 DWPD, Write intensive) |  |  |  | v | v | v
|  | XS7680SE70075 | 2.5" | 7.68TB |  |  |  |  | v | v | v
|  | XS3840SE70075 | 2.5" | 3.84TB |  |  |  |  | v | v | v
|  | XS1920SE70075 | 2.5" | 1.92TB |  |  |  |  | v | v | v
|  | XS960SE70075 | 2.5" | 960GB |  |  |  |  | v | v | v
| Nytro3550 | XS6400LE70045 | 2.5" | 3.2TB | Standard (3 DWPD, mix use) |  |  |  | v | v | v
|  | XS3200LE70045 | 2.5" | 1.6TB |  |  |  |  | v | v | v
|  | XS1600LE70045 | 2.5" | 800GB |  |  |  |  | v | v | v
|  | XS800LE70045 | 2.5" | 400GB |  |  |  |  | v | v | v
|  | XS6400LE70055 | 2.5" | 3.2TB | SED (3 DWPD, mix use) |  |  |  | v | v | v
|  | XS3200LE70055 | 2.5" | 1.6TB |  |  |  |  | v | v | v
|  | XS1600LE70055 | 2.5" | 800GB |  |  |  |  | v | v | v
|  | XS800LE70055 | 2.5" | 400GB |  |  |  |  | v | v | v
|  | XS6400LE70065 | 2.5" | 3.2TB | SED FIPS 140-3 (3 DWPD, mix use) |  |  |  | v | v | v
|  | XS3200LE70065 | 2.5" | 1.6TB |  |  |  |  | v | v | v
|  | XS1600LE70065 | 2.5" | 800GB |  |  |  |  | v | v | v
|  | XS800LE70065 | 2.5" | 400GB |  |  |  |  | v | v | v
|  | XS6400LE70075 | 2.5" | 3.2TB | ISE (3 DWPD, mix use) |  |  |  | v | v | v
|  | XS3200LE70075 | 2.5" | 1.6TB |  |  |  |  | v | v | v
|  | XS1600LE70075 | 2.5" | 800GB |  |  |  |  | v | v | v
|  | XS800LE70075 | 2.5" | 400GB |  |  |  |  | v | v | v
| Nytro 2550 | XS3840LE70085 | 2.5" | 3.84TB | Standard (3 DWPD, mix use) |  |  |  | v | v | v
|  | XS1920LE70085 | 2.5" | 1.92TB |  |  |  |  | v | v | v
|  | XS960LE70085 | 2.5" | 960GB |  |  |  |  | v | v | v
|  | XS3840LE70095 | 2.5" | 3.84TB | SED (3 DWPD, mix use) |  |  |  | v | v | v
|  | XS1920LE70095 | 2.5" | 1.92TB |  |  |  |  | v | v | v
|  | XS960LE70095 | 2.5" | 960GB |  |  |  |  | v | v | v
|  | XS3840LE70105 | 2.5" | 3.84TB | SED FIPS 140-3 (3 DWPD, mix use) |  |  |  | v | v | v
|  | XS1920LE70105 | 2.5" | 1.92TB |  |  |  |  | v | v | v
|  | XS960LE70105 | 2.5" | 960GB |  |  |  |  | v | v | v
|  | XS3840LE70115 | 2.5" | 3.84TB | ISE (3 DWPD, mix use) |  |  |  | v | v | v
|  | XS1920LE70115 | 2.5" | 1.92TB |  |  |  |  | v | v | v
|  | XS960LE70115 | 2.5" | 960GB |  |  |  |  | v | v | v
| Nytro 2350 | XS7680SE70085 | 2.5" | 7.68TB | Standard (1 DWPD, Write intensive) |  |  |  | v | v | v
|  | XS3840SE70085 | 2.5" | 3.84TB |  |  |  |  | v | v | v
|  | XS1920SE70085 | 2.5" | 1.92TB |  |  |  |  | v | v | v
|  | XS960SE70085 | 2.5" | 960GB |  |  |  |  | v | v | v
|  | XS7680SE70095 | 2.5" | 7.68TB | SED (1 DWPD, Write intensive) |  |  |  | v | v | v
|  | XS3840SE70095 | 2.5" | 3.84TB |  |  |  |  | v | v | v
|  | XS1920SE70095 | 2.5" | 1.92TB |  |  |  |  | v | v | v
|  | XS960SE70095 | 2.5" | 960GB |  |  |  |  | v | v | v
|  | XS7680SE70105 | 2.5" | 7.68TB | SED FIPS (1 DWPD, Write intensive) |  |  |  | v | v | v
|  | XS3840SE70105 | 2.5" | 3.84TB |  |  |  |  | v | v | v
|  | XS1920SE70105 | 2.5" | 1.92TB |  |  |  |  | v | v | v
|  | XS960SE70105 | 2.5" | 960GB |  |  |  |  | v | v | v
|  | XS7680SE70115 | 2.5" | 7.68TB | ISE (1 DWPD, Write intensive) |  |  |  | v | v | v
|  | XS3840SE70115 | 2.5" | 3.84TB |  |  |  |  | v | v | v
|  | XS1920SE70115 | 2.5" | 1.92TB |  |  |  |  | v | v | v
|  | XS960SE70115 | 2.5" | 960GB |  |  |  |  | v | v | v
| Nytro3131 | XS3840TE70004 | 2.5" | 3.84TB |  |  |  |  | v | v | v
|  | XS3840TE70014 | 2.5" | 3.84TB |  |  |  |  | v | v | v
|  | XS7680TE70004 | 2.5" | 7.68TB |  |  |  |  | v | v | v
|  | XS7680TE70014 | 2.5" | 7.68TB |  |  |  |  | v | v | v
|  | XS15360TE70004 | 2.5" | 15.36TB |  |  |  |  | v | v | v
|  | XS15360TE70014 | 2.5" | 7.68TB |  |  |  |  | v | v | v
|  | XS15360TE70024 | 2.5" | 7.68TB |  |  |  |  | v | v | v
| Nytro3331 | XS960SE70004 | 2.5" | 960Gb |  |  |  |  | v | v | v
|  | XS960SE70014 | 2.5" | [5 empty] | v | v | v
|  | XS960SE70024 | 2.5" | [5 empty] | v | v | v
|  | XS1920SE70004 | 2.5" | 1.92TB |  |  |  |  | v | v | v
|  | XS1920SE70014 | 2.5" | 1.92TB |  |  |  |  | v | v | v
|  | XS1920SE70024 | 2.5" | 1.92TB |  |  |  |  | v | v | v
|  | XS3840SE70004 | 2.5" | 3.84TB |  |  |  |  | v | v | v
|  | XS3840SE70014 | 2.5" | 3.84TB |  |  |  |  | v | v | v
|  | XS3840SE70024 | 2.5" | 3.84TB |  |  |  |  | v | v | v
|  | XS7680SE70004 | 2.5" | 7.68TB |  |  |  |  | v | v | v
|  | XS7680SE70014 | 2.5" | 7.68TB |  |  |  |  | v | v | v
|  | XS7680SE70024 | 2.5" | 7.68TB |  |  |  |  | v | v | v
| Nytro3531 | XS800LE70004 | 2.5" | 800GB |  |  |  |  | v | v | v
|  | XS800LE70014 | 2.5" | 800GB |  |  |  |  | v | v | v
|  | XS800LE70024 | 2.5" | 800GB |  |  |  |  | v | v | v
|  | XS1600LE70004 | 2.5" | 1.6TB |  |  |  |  | v | v | v
|  | XS1600LE70014 | 2.5" | 1.6TB |  |  |  |  | v | v | v
|  | XS1600LE70024 | 2.5" | 1.6TB |  |  |  |  | v | v | v
|  | XS3200LE70004 | 2.5" | 3.2TB |  |  |  |  | v | v | v
|  | XS3200LE70014 | 2.5" | 3.2TB |  |  |  |  | v | v | v
|  | XS3200LE70024 | 2.5" | 3.2TB |  |  |  |  | v | v | v
|  | XS6400LE70004 | 2.5" | 6.4TB |  |  |  |  | v | v | v
|  | XS6400LE70014 | 2.5" | 6.4TB |  |  |  |  | v | v | v
| Nytro3731 | XS400ME70004 | 2.5" | 400GB |  |  |  |  | v | v | v
|  | XS400ME70014 | 2.5" | [5 empty] | v | v | v
|  | XS800ME70004 | 2.5" | 800GB |  |  |  |  | v | v | v
|  | XS800ME70014 | 2.5" | 800GB |  |  |  |  | v | v | v
|  | XS1600ME70004 | 2.5" | 1.6TB |  |  |  |  | v | v | v
|  | XS1600ME70014 | 2.5" | 1.6TB |  |  |  |  | v | v | v
|  | XS1600ME70024 | 2.5" | 1.6TB |  |  |  |  | v | v | v
|  | XS3200ME70004 | 2.5" | 3.2TB |  |  |  |  | v | v | v
|  | XS3200ME70014 | 2.5" | 3.2TB |  |  |  |  | v | v | v
|  | XS3200ME70024 | 2.5" | 3.2TB |  |  |  |  | v | v | v
| Nytro3332 | XS960SE70114 | 2.5" | 960Gb |  |  |  |  | v | v | v
|  | XS960SE70084 | 2.5" | [5 empty] | v | v | v
|  | XS960SE70094 | 2.5" | [5 empty] | v | v | v
|  | XS960SE70104 | 2.5" | [5 empty] | v | v | v
|  | XS1920SE70104 | 2.5" | 1.92TB |  |  |  |  | v | v | v
|  | XS1920SE70114 | 2.5" | 1.92TB |  |  |  |  | v | v | v
|  | XS1920SE70094 | 2.5" | 1.92TB |  |  |  |  | v | v | v
|  | XS1920SE70084 | 2.5" | 1.92TB |  |  |  |  | v | v | v
|  | XS3840SE70094 | 2.5" | 3.84TB |  |  |  |  | v | v | v
|  | XS3840SE70114 | 2.5" | 3.84TB |  |  |  |  | v | v | v
|  | XS3840SE70084 | 2.5" | 3.84TB |  |  |  |  | v | v | v
|  | XS3840SE70094 | 2.5" | 3.84TB |  |  |  |  | v | v | v
|  | XS7680SE70094 | 2.5" | 7.68TB |  |  |  |  | v | v | v
|  | XS7680SE70104 | 2.5" | 7.68TB |  |  |  |  | v | v | v
|  | XS7680SE70084 | 2.5" | 7.68TB |  |  |  |  | v | v | v
|  | XS7680SE70114 | 2.5" | 7.68TB |  |  |  |  | v | v | v
|  | XS15360SE70114 | 2.5" | 15.36TB |  |  |  |  | v | v | v
|  | XS15360SE70084 | 2.5" | 15.36TB |  |  |  |  | v | v | v
|  | XS15360SE70104 | 2.5" | 15.36TB |  |  |  |  | v | v | v
|  | XS15360SE70094 | 2.5" | 15.36TB |  |  |  |  | v | v | v
| Nytro3732 | XS400ME70114 | 2.5" | 400GB |  |  |  |  | v | v | v
|  | XS400ME70094 | 2.5" | [5 empty] | v | v | v
|  | XS400ME70084 | 2.5" | [5 empty] | v | v | v
|  | XS800ME70084 | 2.5" | 800GB |  |  |  |  | v | v | v
|  | XS800ME70094 | 2.5" | 800GB |  |  |  |  | v | v | v
|  | XS800ME70114 | 2.5" | 800GB |  |  |  |  | v | v | v
|  | XS160ME70094 | 2.5" | 1.6TB |  |  |  |  | v | v | v
|  | XS160ME70114 | 2.5" | 1.6TB |  |  |  |  | v | v | v
|  | XS160ME70084 | 2.5" | 1.6TB |  |  |  |  | v | v | v
|  | XS320ME70094 | 2.5" | 3.2TB |  |  |  |  | v | v | v
|  | XS320ME70114 | 2.5" | 3.2TB |  |  |  |  | v | v | v
|  | XS320ME70084 | 2.5" | 3.2TB |  |  |  |  | v | v | v
|  | XS6400LE70094 | 2.5" | 6.4TB |  |  |  |  | v | v | v
|  | XS6400LE70114 | 2.5" | 6.4TB |  |  |  |  | v | v | v
|  | XS6400LE70084 | 2.5" | 6.4TB |  |  |  |  | v | v | v
|  | XS800LE70084 | 2.5" | 800GB |  |  |  |  | v | v | v
|  | XS800LE70094 | 2.5" | 800GB |  |  |  |  | v | v | v
|  | XS800LE70114 | 2.5" | 800GB |  |  |  |  | v | v | v
|  | XS160LE70094 | 2.5" | 1.6TB |  |  |  |  | v | v | v
|  | XS160LE70114 | 2.5" | 1.6TB |  |  |  |  | v | v | v
|  | XS160LE70084 | 2.5" | 1.6TB |  |  |  |  | v | v | v
|  | XS320LE70094 | 2.5" | 3.2TB |  |  |  |  | v | v | v
|  | XS320LE70114 | 2.5" | 3.2TB |  |  |  |  | v | v | v
|  | XS320LE70084 | 2.5" | 3.2TB |  |  |  |  | v | v | v
|  | XS640LE70094 | 2.5" | 6.4TB |  |  |  |  | v | v | v
|  | XS640LE70114 | 2.5" | 6.4TB |  |  |  |  | v | v | v
|  | XS640LE70084 | 2.5" | 6.4TB |  |  |  |  | v | v | v
| Nytro3532 | XS800LE70084 | 2.5" | 800GB |  |  |  |  | v | v | v
|  | XS800LE70094 | 2.5" |  | SED |  |  |  | v | v | v
|  | XS800LE70104 | 2.5" |  | SED-FIPS |  |  |  | v | v | v
|  | XS800LE70114 | 2.5" |  | ISE |  |  |  | v | v | v
|  | XS1600LE70084 | 2.5" | 1.6TB |  |  |  |  | v | v | v
|  | XS1600LE70094 | 2.5" | 1.6TB | SED |  |  |  | v | v | v
|  | XS1600LE70104 | 2.5" | 1.6TB | SED-FIPS |  |  |  | v | v | v
|  | XS1600LE70114 | 2.5" | 1.6TB | ISE |  |  |  | v | v | v
|  | XS3200LE70084 | 2.5" | 3.2TB |  |  |  |  | v | v | v
|  | XS3200LE70094 | 2.5" | 3.2TB | SED |  |  |  | v | v | v
|  | XS3200LE70104 | 2.5" | 3.2TB | SED-FIPS |  |  |  | v | v | v
|  | XS3200LE70114 | 2.5" | 3.2TB | ISE |  |  |  | v | v | v
|  | XS6400LE70084 | 2.5" | 6.4TB |  |  |  |  | v | v | v
|  | XS6400LE70094 | 2.5" | 6.4TB | SED |  |  |  | v | v | v
|  | XS6400LE70104 | 2.5" | 6.4TB | SED-FIPS |  |  |  | v | v | v
|  | XS6400LE70114 | 2.5" | 6.4TB | ISE |  |  |  | v | v | v
| Nytro3350 | XS7680SE70045 | 2.5" | 7.68TB |  |  |  |  | v | v | v
Samsung | PM1653 | MZILG30THBLA MZILG15THBLA MZILG7T6HBLA MZILG3T8HCLS MZILG1T9HCJR MZILG960HCHQ | 2.5" | 30.72TB 15.36TB 7.68TB 3.84TB 1.92TB 960GB |  |  |  |  | v | v | v
Samsung | PM1643 | MZILG1T9HCJR | 2.5" | 1.92TB |  |  |  |  | v | v | v
Samsung | PM1643a | MZILT15THALA-00007 | 2.5" | 15.36TB |  |  |  |  | v | v | v
|  | MZILT1T9HBJR-00007 | 2.5" | 1.92TB |  |  |  |  | v | v | v
|  | MZILT30THALA-00007 | 2.5" | 30.72TB |  |  |  |  | v | v | v
|  | MZILT3T8HBLS-00007 | 2.5" | 3.84TB |  |  |  |  | v | v | v
|  | MZILT7T6HALA-00007 | 2.5" | 7.68TB |  |  |  |  | v | v | v
|  | MZILT960HBHQ-00007 | 2.5" | 960GB |  |  |  |  | v | v | v
| PM1643 | MZILT15THMLA-00007 | 2.5" | 15.36TB |  |  |  |  | v | v | v
|  | MZILT1T9HAJQ-00007 | 2.5" | 1.92TB |  |  |  |  | v | v | v
|  | MZILT30THMLA-00007 | 2.5" | 30.72TB |  |  |  |  | v | v | v
|  | MZILT3T8HALS-00007 | 2.5" | 3.84TB |  |  |  |  | v | v | v
|  | MZILT7T6HMLA-00007 | 2.5" | 7.68TB |  |  |  |  | v | v | v
|  | MZILT960HAHQ-00007 | 2.5" | 960GB |  |  |  |  | v | v | v
KIOXIA | PM6-M Series KPM61MUG**** Series | KPM61MUG3T20 KPM61MUG1T60 KPM61MUG800G KPM61MUG400G | 2.5" | 3.2TB 1.6TB 800GB 400GB |  |  |  |  | v | v | v
| PM6-V Series KPM61VUG**** Series | KPM61VUG12T8 KPM61VUG6T40 KPM61VUG3T20 KPM61VUG1T60 KPM61VUG800G | 2.5" | 12.8TB 6.4TB 3.2TB 1.6TB 800GB |  |  |  |  | v | v | v
| PM6-R Series KPM61RUG**** Series | KPM61RUG30T7 KPM61RUG15T3 KPM61RUG7T68 KPM61RUG3T84 KPM61RUG1T92 KPM61RUG960G | 2.5" | 30.72TB 15.36TB 7.68TB 3.84TB 1.92TB 960GB |  |  |  |  | v | v | v
| PM7-R Series | KPM7VRUG1T92 | 2.5" | 1.92TB | SED |  |  |  | v | v | v
|  | KPM7VRUG3T84 | 2.5" | 3.84TB |  |  |  |  | v | v | v
|  | KPM7VRUG7T68 | 2.5" | 7.68TB |  |  |  |  | v | v | v
|  | KPM7VRUG15T3 | 2.5" | 15.36TB |  |  |  |  | v | v | v
|  | KPM7VRUG30T7 | 2.5" | 30.72TB |  |  |  |  | v | v | v
| PM7-R Series | KPM71RUG1T92 | 2.5" | 1.92TB | Base |  |  |  | v | v | v
|  | KPM71RUG3T84 | 2.5" | 3.84TB |  |  |  |  | v | v | v
|  | KPM71RUG7T68 | 2.5" | 7.68TB |  |  |  |  | v | v | v
|  | KPM71RUG15T3 | 2.5" | 15.36TB |  |  |  |  | v | v | v
|  | KPM71RUG30T7 | 2.5" | 30.72TB |  |  |  |  | v | v | v
Western Digital (HGST) | Ultrastar DC SS530 | WUSTM3232ASS204 WUSTM3216ASS204 WUSTM3280ASS204 WUSTM3240ASS204 | 2.5" | 3.2TB 1.6TB 800GB 400GB |  |  |  |  | V | V | V
| Ultrastar DC SS530 | WUSTR6464ASS204 WUSTR6432ASS204 WUSTR6416ASS204 WUSTR6480ASS204 WUSTR6440ASS204 | 2.5" | 6.4TB 3.2TB 1.6TB 800GB 400GB |  |  |  |  | V | V | V
| Ultrastar DC SS530 | WUSTR1515ASS204 WUSTR1576ASS204 WUSTR1538ASS204 WUSTR1519ASS204 WUSTR1596ASS204 WUSTR1548ASS204 | 2.5" | 15.36TB 7.68TB 3.84TB 1.92GB 960GB 480GB |  |  |  |  | V | V | V
* Note: These models only support up to 8 drive bays.
Legacy 2.5" SAS SSD
KIOXIA (Toshiba) | PM5-M Series KPM51MUG**** Series | KPM51MUG3T20 KPM51MUG1T60 KPM51MUG800G KPM51MUG400G | 2.5 | 3.2TB 1.6TB 800GB 400GB |  |  |  |  | V | V | V
KIOXIA (Toshiba) | PM5-V Series KPM51VUG**** Series | KPM51VUG6T40 KPM51VUG3T20 KPM51VUG1T60 KPM51VUG800G KPM51VUG400G | 2.5 | 6.4TB 3.2TB 1.6TB 800GB 400GB |  |  |  |  | V | V | V
KIOXIA (Toshiba) | PM5-R Series KPM51RUG**** Series | KPM51RUG15T3 KPM51RUG7T68 KPM51RUG3T84 KPM51RUG1T92 KPM51RUG960G KPM51RUG480G | 2.5 | 15.36TB 7.68TB 3.84TB 1.92TB 960GB 480GB |  |  |  |  | V | V | V
KIOXIA (Toshiba) | PM5-R Series KPM5XRUG**** Series |  | 2.5 | 15.36TB 7.68TB 3.84TB 1.92TB 960GB 480GB |  |  |  |  | V | V | V
KIOXIA (Toshiba) | PM5-R Series KPM5VRUG**** Series |  | 2.5 | 15.36TB 7.68TB 3.84TB 1.92TB 960GB 480GB |  |  |  |  | V | V | V
KIOXIA (Toshiba) | PM5-R Series KPM5WRUG**** Series |  | 2.5 | 15.36TB 7.68TB 3.84TB 1.92TB 960GB 480GB |  |  |  |  | V | V | V
KIOXIA (Toshiba) | PX05SMB*** Series | PX05SMB320 PX05SMB160 PX05SMB080 PX05SMB040 | 2.5 | 3.2TB 1.6TB 800GB 400GB |  |  |  |  | V | V | V

## SATA SSD
[8 empty] | XCubeNXT |  | XCubeNAS
[8 empty] | XN8124S XN8116S XN8112S XN5124S XN5116S XN5112S XN8024S XN8016S XN8012S | XN8126S XN5126S XN8026S | XN8112R XN8104R XN5112R XN5104R XN8024R XN8016R XN8012R XN8012S XN8008R XN2200 | XN7024R XN7016R XN7012R XN7008R XN7004R XN5012R XN5008R XN5004R XN3004R | XN8008T XN7008T XN7004T XN5008T XN5004T XN3004T XN3002T
Vendor | Series | Model | FF | Capacity | Class | Specification | FW | LFF | SFF | LFF | LFF | LFF
Apacer | A350 | AS350 | 2.5 | 128GB |  |  |  | V | V | V | V | V
Crucial | MX300 | CT275MX300SSD1 | 2.5 | 275GB |  |  |  | V | V | V | V | V
Crucial | MX300 | CT575MX300SSD1 | 2.5 | 525GB |  |  |  | V | V | V | V | V
Crucial | MX300 | CT750MX300SSD1 | 2.5 | 750GB |  |  |  | V | V | V | V | V
Crucial | MX300 | CT1050MX300SSD1 | 2.5 | 1TB |  |  |  | V | V | V | V | V
Crucial | MX300 | CT2050MX300SSD1 | 2.5 | 2TB | Client | 530 MB/s Read, 510 MB/s Write |  | V | V | V | V | V
Intel | D3 S4520 | SSDSCKKB240GZ | 2.5 | 7.68 TB 3.84 TB 1.92 TB 960 GB 480 GB 240 GB |  |  |  | V | V | V | V | V
Intel | DC S4600 | SSDSC2KG019T7ES | 2.5 | 1.9TB |  |  |  | V | V | V | V | V
Intel | DC S4600 | SSDSC2KG960G7ES | 2.5 | 960GB |  |  |  | V | V | V | V | V
Intel | DC S4600 | SSDSC2KG480G7ES | 2.5 | 480GB |  |  |  | V | V | V | V | V
Intel | DC S4600 | SSDSC2KR240G7ES | 2.5 | 240GB |  |  |  | V | V | V | V | V
Intel | DC S3710 | SSDSC2BA200G401 | 2.5 | 200GB |  |  |  | V | V | V | V | V
Intel | DC S3520 | SSDSC2BB150G701 | 2.5 | 150G |  |  |  | V | V | V | V | V
Intel | DC S3520 | SSDSC2BB240G701 | 2.5 | 240G |  |  |  | V | V | V | V | V
Intel | 540s | SSDSC2KW180H6X1 | 2.5 | 180G |  |  |  | V | V | V | V | V
Intel | 540s | SSDSC2KW120H6X1 | 2.5 | 120G |  |  |  | V | V | V | V | V
Micron | M510DC | MTFDDAK600MBP | 2.5 | 600GB | Enterprise |  |  | V | V | V | V | V
Micron | M510DC | MTFDDAK480MBP | 2.5 | 480GB | Enterprise |  |  | V | V | V | V | V
Micron | M510DC | MTFDDAK240MBP | 2.5 | 240GB | Enterprise |  |  | V | V | V | V | V
Micron | M510DC | MTFDDAK120MBP | 2.5 | 120GB | Enterprise |  |  | V | V | V | V | V
Micron | MX500 | CT250MX500SSD1 | 2.5 | 250GB | Enterprise |  |  | V | V | V | V | V
Micron | MX500 | CT500MX500SSD1 | 2.5 | 500GB | Enterprise |  |  | V | V | V | V | V
Micron | MX500 | CT1000MX500SSD1 | 2.5 | 1TB | Enterprise |  |  | V | V | V | V | V
Micron | MX500 | CT2000MX500SSD1 | 2.5 | 2TB | Enterprise |  |  | V | V | V | V | V
Micron | 5100 Pro | MTFDDAK960TCB | 2.5 | 960GB |  |  |  | V | V | V | V | V
Micron | 5210 | MTFDDAK1T9QDE | 2.5 | 1.92TB |  |  |  | V | V | V | V | V
Micron | 5210 | MTFDDAK3T8QDE | 2.5 | 3.84TB |  |  |  | V | V | V | V | V
Micron | 5210 | MTFDDAK7T6QDE | 2.5 | 7.68TB |  |  |  | V | V | V | V | V
Micron | 5400PRO | MTFDDAK960TGA | 2.5 | 960GB |  |  |  | V | V | V | V | V
Micron | 5400PRO | MTFDDAK1T9TGA | 2.5 | 1.92TB |  |  |  | V | V | V | V | V
Micron | 5400PRO | MTFDDAK3T8TGA | 2.5 | 3.84TB |  |  |  | V | V | V | V | V
Micron | 5400PRO | MTFDDAK7T6TGA | 2.5 | 7.68TB |  |  |  | V | V | V | V | V
Micron | 5400MAX | MTFDDAK3T8TGB-1BC15TAYY MTFDDAK480TGB-1BC15TAYY MTFDDAK480TGB-1BC16TAYY MTFDDAK480TGB-1BC1ZTAYY MTFDDAK1T9TGB-1BC1ZTAYY MTFDDAK960TGB-1BC16ABYY MTFDDAK480TGB-1BC16ABYY MTFDDAK960TGB-1BC1ZABYY MTFDDAK1T9TGB-1BC16TAYY MTFDDAK1T9TGB-1BC15TAYY MTFDDAK960TGB-1BC15ABYY MTFDDAK480TGB-1BC1ZABYY MTFDDAK480TGB-1BC15ABYY MTFDDAK3T8TGB-1BC16TAYY MTFDDAK3T8TGB-1BC1ZTAYY MTFDDAK3T8TGB-1BC15ABYY MTFDDAK3T8TGB-1BC1ZABYY MTFDDAK3T8TGB-1BC16ABYY MTFDDAK960TGB-1BC1ZTAYY MTFDDAK120TGB-1BC1ZTAYY MTFDDAK960TGB-1BC16TAYY MTFDDAK1T9TGB-1BC1ZABYY MTFDDAK1T9TGB-1BC15ABYY MTFDDAK960TGB-1BC15TAYY MTFDDAK1T9TGB-1BC16ABYY | 2.5 | 3840GB 480GB 480GB 480GB 1920GB 960GB 480GB 960GB 1920GB 1920GB 960GB 480GB 480GB 3840GB 3840GB 3840GB 3840GB 3840GB 960GB 120GB 960GB 1920GB 1920GB 960GB 1920GB |  |  |  | V | V | V | V | V
Samsung | PM893 | MZ7L31T9HBLT-00A07 MZ7L3240HCHQ-00A07 MZ7L33T8HBLT-00A07 MZ7L3480HCHQ-00A07 MZ7L37T6HBLA-00A07 MZ7L3960HCJR-00A07 MZ7L31T9HBLT-00B7C MZ7L3240HCHQ-00B7C MZ7L33T8HBLT-00B7C MZ7L3480HCHQ-00B7C MZ7L37T6HBLA-00B7C MZ7L3960HCJR-00B7C | 2.5 | 1.92 TB 240 GB 3.84 TB 480 GB 7.68 TB 960 GB 1.92 TB 240 GB 3.84 TB 480 GB 7.68 TB 960 GB |  |  |  | V | V | V | V | V
Samsung | SM883 | MZ7KH3T8HALS MZ7KH1T9HAJR MZ7KH960HAJR MZ7KH480HAHQ MZ7KH240HAHQ | 2.5 | 3.84TB 1.92TB 960GB 480GB 240GB |  |  |  | V | V | V | V | V
Samsung | PM883 | MZ7LH240HAHQ MZ7LH480HAHQ MZ7LH960HAJR MZ7LH1T9HMLT MZ7LH3T8HMLT MZ7LH7T6HMLA | 2.5 | 240GB 480GB 960GB 1.92TB 3.84TB 7.68TB |  |  |  | V | V | V | V | V
Samsung | 870 QVO | MZ-77Q8T0 MZ-77Q4T0 MZ-77Q2T0 MZ-77Q1T0 | 2.5 | 8TB 4TB 2TB 1TB |  |  |  | V | V | V | V | V
SanDisk | SSD Plus | SDSSDA-120G-G26 | 2.5 | 120GB | Client |  |  | V | V | V | V | V
SanDisk | CloudSpeed Eco™ Gen. II | SDLF1DAR-480G | 2.5 | 480GB | Data center |  |  | V | V | V | V | V
SanDisk | CloudSpeed Eco™ Gen. II | SDLF1DAR-960G | 2.5 | 960GB | Data center |  |  | V | V | V | V | V
SanDisk | CloudSpeed Eco™ Gen. II | SDLF1CRR-019T | 2.5 | 1.92TB | Data center |  |  | V | V | V | V | V
Seagate | Nytro 1351 | XA3840LE10063 | 2.5 | 3.84TB |  |  |  | V | V | V | V | V
|  | XA3840LE10083 | 2.5 |  |  |  |  | V | V | V | V | V
|  | XA3840LE10103 | 2.5 |  |  |  |  | V | V | V | V | V
Seagate |  | XA1920LE10063 | 2.5 | 1.92TB |  |  |  | V | V | V | V | V
|  | XA1920LE10083 | 2.5 |  |  |  |  | V | V | V | V | V
|  | XA1920LE10103 | 2.5 |  |  |  |  | V | V | V | V | V
|  | XA960LE10063 | 2.5 | 960GB |  |  |  | V | V | V | V | V
|  | XA960LE10083 | 2.5 |  |  |  |  | V | V | V | V | V
Seagate |  | XA960LE10103 | 2.5 |  |  |  |  | V | V | V | V | V
Seagate |  | XA480LE10063 | 2.5 | 480GB |  |  |  | V | V | V | V | V
|  | XA480LE10083 | 2.5 |  |  |  |  | V | V | V | V | V
|  | XA480LE10103 | 2.5 |  |  |  |  | V | V | V | V | V
|  | XA240LE10003 | 2.5 | 240GB |  |  |  | V | V | V | V | V
|  | XA240LE10023 | 2.5 |  |  |  |  | V | V | V | V | V
Seagate |  | XA240LE10043 | 2.5 |  |  |  |  | V | V | V | V | V
Seagate | Nytro 1551 | XA3840ME10063 XA1920ME10063 XA960ME10063 XA480ME10063 XA240ME10003 | 2.5 | 3.84TB 1.92TB 960GB 480GB 240GB |  |  |  | V | V | V | V | V
Seagate | Nytro 1212 | XF1212-1A0512 | 2.5 | 480GB |  |  |  | V | V | V | V | V
Seagate | Nytro 1230 | XF1230-1A0240 | 2.5 | 240GB |  |  | ST200355 | V | V | V | V | V
|  | XF1230-1A0480 | 2.5 | 480GB |  |  | ST200355 | V | V | V | V | V
|  | XF1230-1A0960 | 2.5 | 960GB |  |  | ST200355 | V | V | V | V | V
|  | XF1230-1A1920 | 2.5 | 1.92TB |  |  | ST200355 | V | V | V | V | V
Seagate | Ironwolf Pro 125 | ZA3840NX10001 | 2.5 | 3.84TB |  |  |  | V | V | V | V | V
|  | ZA1920NX10001 | 2.5 | 1.92tTB |  |  |  | V | V | V | V | V
|  | ZA960NX10001 | 2.5 | 960GB |  |  |  | V | V | V | V | V
|  | ZA480NX10001 | 2.5 | 480GB |  |  |  | V | V | V | V | V
|  | ZA240NX10001 | 2.5 | 240GB |  |  |  | V | V | V | V | V
Seagate | Ironwolf 125 | ZA4000NM1A002 | 2.5 | 4TB |  |  |  | V | V | V | V | V
|  | ZA2000NM1A002 | 2.5 | 2TB |  |  |  | V | V | V | V | V
|  | ZA1000NM1A002 | 2.5 | 1TB |  |  |  | V | V | V | V | V
|  | ZA500NM1A002 | 2.5 | 500GB |  |  |  | V | V | V | V | V
|  | ZA250NM1A002 | 2.5 | 250GB |  |  |  | V | V | V | V | V
Seagate | Ironwolf 110 | ZA3840NX100001 | 2.5 | 3.84TB |  |  |  | V | V | V | V | V
|  | ZA3840NM10001 | 2.5 | 3.84TB |  |  |  | V | V | V | V | V
|  | ZA1920NM10001 | 2.5 | 1.92TB |  |  |  | V | V | V | V | V
|  | ZA960NM10001 | 2.5 | 960GB |  |  |  | V | V | V | V | V
|  | ZA480NM10001 | 2.5 | 480GB |  |  |  | V | V | V | V | V
|  | ZA240NM10001 | 2.5 | 240GB |  |  |  | V | V | V | V | V
ADATA | Premier Pro SP900 | ASP900SS-64GM | 2.5 | 64GB |  |  |  | V | V | V | V | V
ADATA | Premier Pro SP900 | ASP900SS-128GM | 2.5 | 128GB |  |  |  | V | V | V | V | V
ADATA | Ultimate SU800 | ASU800SS-1TT-C | 2.5 | 1TB |  |  |  | V | V | V | V | V
ADATA | SU900 | ASU900SS-512GM | 2.5 | 512GB |  |  |  | V | V | V | V | V
SMI | FerriSSD | MA619GXDIDE | 2.5 | 128GB |  |  |  | V | V | V | V | V
Toshiba | Intensive SSD | KMP51RUG960G | 2.5 | 960GB |  |  |  | V | V | V | V | V
Western Digital | RED | WDS500G1R0A | 2.5 | 500GB |  |  |  | V | V | V | V | V
Western Digital | RED | WDS100T1R0A | 2.5 | 1TB |  |  |  | V | V | V | V | V
Western Digital | RED | WDS200T1R0A | 2.5 | 2TB |  |  |  | V | V | V | V | V
Western Digital | RED | WDS400T1R0A-68A4W0 | 2.5 | 4TB |  |  |  | V | V | V | V | V
Western Digital | SA530 3D NAND | PC SA530 | 2.5 | 256GB |  |  |  | V | V | V | V
Western Digital | PC SA530 | SDASB8Y-1T00 SDASB8Y-512G SDASB8Y-256G | 2.5 | 1TB 512GB 256GB |  |  |  | V | V | V | V | v
* Note: These models are verified by QSAN partner.
Legacy SATA 2.5" SSD
KIOXIA (Toshiba) | HK6-R Series | KHK61RSE7T68 KHK61RSE3T84 KHK61RSE1T92 KHK61RSE960G KHK61RSE480G | 2.5 | 7.68TB 3.84TB 1.92TB 960GB 480GB |  |  |  | V | V | V | V | V

## Memory (hidden)
[12 empty] | Skylake/Kaby-lake | [6 empty] | Apollolake
[11 empty] | Bug ID | XN5004T XN7004T XM8004T | XN5006T XN7006T XN8006T | XN5008T XN8008T XN7008T | XN5004R XN7004R | XN5008R XN5012R XN7008R XN7012R XN8008R XN8012R | Comment | Bug ID | XN3002T | XN3004T | XN3006T | XN3008T | Comment
Vendor | Series | Model | Capacity | Specification | Quantity | Priority | 採購方式 | Comment | 到貨日期 | 歸還日期
Transcend |  | DDR4 | 16G | U-DIMM (ECC) 2133 2Rx8 |  |  | 已借到 | For XN8000R |  |  |  | NA | NA | NA | NA |  |  |  | NA | NA | NA | NA
Transcend |  | DDR4 | 16G | U-DIMM (n/ECC) 2133 2Rx8 |  |  | 已借到 | For XN5000R/XN7000R |  |  |  | NA | NA | NA |  | NA |  |  | NA | NA | NA | NA
Transcend |  | DDR4 | 8G | U-DIMM (ECC) 2133 2Rx8 |  |  | 有購買 | For XN8000R |  |  |  | NA | NA | NA | NA |  |  |  | NA | NA | NA | NA
Transcend |  | DDR4 | 8G | U-DIMM (n/ECC) 2133 2Rx8 |  |  | 有購買 | For XN5000R/XN7000R |  |  |  | NA | NA | NA |  | NA |  |  | NA | NA | NA | NA
Transcend |  | DDR4 | 4G | U-DIMM (ECC) 2133 1Rx8 |  |  | 正在借 | For XN8000R |  |  |  | NA | NA | NA | NA |  |  |  | NA | NA | NA | NA
Transcend |  | DDR4 | 4G | U-DIMM (n/ECC) 2133 1Rx8 |  |  | 正在借 | For XN5000R/XN7000R |  |  |  | NA | NA | NA |  | NA |  |  | NA | NA | NA | NA
Transcend |  | DDR4 | 16G | SO-DIMM (n/ECC) 2133 2Rx8 |  |  | 已借到 | For XN5000T/XN7000T/XN8000T | [6 empty] | NA | NA |  |  | NA | NA | NA | NA
Transcend |  | DDR4 | 8G | SO-DIMM (n/ECC) 2133 2Rx8 |  |  | 已借到+有購買 | For XN5000T/XN7000T/XN8000T | [6 empty] | NA | NA |  |  | NA | NA | NA | NA
Transcend |  | DDR4 | 4G | SO-DIMM (n/ECC) 2133 1Rx8 |  |  | 已借到+有購買 | For XN5000T/XN7000T/XN8000T | [6 empty] | NA | NA |  |  | NA | NA | NA | NA
Transcend |  | DDR3L | 4G | SO-DIMM (n/ECC) 1600 1Rx8 |  |  | 已借到+有購買 | For XN3000T |  |  |  | NA | NA | NA | NA | NA
Kinston |  | DDR4 | 16G | U-DIMM (ECC) 2133 2Rx8 |  |  |  | For XN8000R |  |  |  | NA | NA | NA | NA |  |  |  | NA | NA | NA | NA
Kinston |  | DDR4 | 16G | U-DIMM (n/ECC) 2133 2Rx8 |  |  |  | For XN5000R/XN7000R |  |  |  | NA | NA | NA |  | NA |  |  | NA | NA | NA | NA
Kinston |  | DDR4 | 8G | U-DIMM (ECC) 2133 2Rx8 |  |  |  | For XN8000R |  |  |  | NA | NA | NA | NA |  |  |  | NA | NA | NA | NA
Kinston |  | DDR4 | 8G | U-DIMM (n/ECC) 2133 1Rx8 |  |  |  | For XN5000R/XN7000R |  |  |  | NA | NA | NA |  | NA |  |  | NA | NA | NA | NA
Kinston |  | DDR4 | 4G | U-DIMM (ECC) 2133 2Rx8 |  |  | 正在借 | For XN8000R |  |  |  | NA | NA | NA | NA |  |  |  | NA | NA | NA | NA
Kinston |  | DDR4 | 4G | U-DIMM (n/ECC) 2133 1Rx8 |  |  | 正在借 | For XN5000R/XN7000R |  |  |  | NA | NA | NA |  | NA |  |  | NA | NA | NA | NA
Kinston |  | DDR4 | 16G | SO-DIMM (n/ECC) 2133 2Rx8 |  |  |  | For XN5000T/XN7000T/XN8000T | [6 empty] | NA | NA |  |  | NA | NA | NA | NA
Kinston |  | DDR4 | 8G | SO-DIMM (n/ECC) 2133 2Rx8 |  |  | 有購買 | For XN5000T/XN7000T/XN8000T | [6 empty] | NA | NA |  |  | NA | NA | NA | NA
Kinston |  | DDR4 | 4G | SO-DIMM (n/ECC) 2400 1Rx8 |  |  | 已借到+有購買 | For XN5000T/XN7000T/XN8000T | [6 empty] | NA | NA |  |  | NA | NA | NA | NA
Kinston |  | DDR3L | 4G | SO-DIMM (n/ECC) 1600 1Rx8 |  |  | 已借到 | For XN3000T |  |  |  | NA | NA | NA | NA | NA
Adata |  | DDR4 | 16G | U-DIMM (ECC) 2133 2Rx8 |  |  | 已借到 | For XN8000R |  |  |  | NA | NA | NA | NA |  |  |  | NA | NA | NA | NA
Adata |  | DDR4 | 16G | U-DIMM (n/ECC) 2133 2Rx8 |  |  |  | For XN5000R/XN7000R |  |  |  | NA | NA | NA |  | NA |  |  | NA | NA | NA | NA
Adata |  | DDR4 | 8G | U-DIMM (ECC) 2133 2Rx8 |  |  | 已借到 | For XN8000R |  |  |  | NA | NA | NA | NA |  |  |  | NA | NA | NA | NA
Adata |  | DDR4 | 8G | U-DIMM (n/ECC) 2133 1Rx8 |  |  |  | For XN5000R/XN7000R |  |  |  | NA | NA | NA |  | NA |  |  | NA | NA | NA | NA
Adata |  | DDR4 | 4G | U-DIMM (ECC) 2133 2Rx8 |  |  | 正在借 | For XN8000R |  |  |  | NA | NA | NA | NA |  |  |  | NA | NA | NA | NA
Adata |  | DDR4 | 4G | U-DIMM (n/ECC) 2133 1Rx8 |  |  | 正在借 | For XN5000R/XN7000R |  |  |  | NA | NA | NA |  | NA |  |  | NA | NA | NA | NA
Adata |  | DDR4 | 16G | SO-DIMM (n/ECC) 2133 2Rx8 |  |  |  | For XN5000T/XN7000T/XN8000T | [6 empty] | NA | NA |  |  | NA | NA | NA | NA
Adata |  | DDR4 | 8G | SO-DIMM (n/ECC) 2133 2Rx8 |  |  | 已借到 | For XN5000T/XN7000T/XN8000T | [6 empty] | NA | NA |  |  | NA | NA | NA | NA
Adata |  | DDR4 | 4G | SO-DIMM (n/ECC) 2133 1Rx8 |  |  |  | For XN5000T/XN7000T/XN8000T | [6 empty] | NA | NA |  |  | NA | NA | NA | NA
Adata |  | DDR3L | 4G | SO-DIMM (n/ECC) 1600 1Rx8 |  |  |  | For XN3000T |  |  |  | NA | NA | NA | NA | NA

## NVMe SSD
XCubeNAS
[8 empty] | XN5100R XN8100R XN3200 XN2200 | XN5200 XN4200
Series | Model | FF | Capacity | DWPD | SED Support | Port # | Note
QSAN SD4 | SD41T94100 | U.3 | 1.92TB | 1 DWPD | Non-SED | Single |  | V | /
| SD41T94110 | U.3 | 1.92TB | 1 DWPD | SED | Single |  | V | /
| SD43T84100 | U.3 | 3.84TB | 1 DWPD | Non-SED | Single |  | V | /
| SD43T84110 | U.3 | 3.84TB | 1 DWPD | SED | Single |  | V | /
| SD47T64100​ | U.3 | 7.68TB | 1 DWPD | Non-SED | Single |  | V | /
| SD47T64110​ | U.3 | 7.68TB | 1 DWPD | SED | Single |  | V | /
| SD43T84000 | U.3 | 3.84TB | 1 DWPD | Non-SED | Dual |  | / | V
| SD43T84000 | U.2 | 3.84TB | 1 DWPD | Non-SED | Dual |  | / | V
| SD43T84010 | U.3 | 3.84TB | 1 DWPD | SED | Dual |  | / | V
| SD47T64000​ | U.3 | 7.68TB | 1 DWPD | Non-SED | Dual |  | / | V
| SD47T64000​ | U.2 | 7.68TB | 1 DWPD | Non-SED | Dual |  | / | V
| SD47T64010​ | U.3 | 7.68TB | 1 DWPD | SED | Dual |  | / | V
| SD415T4000​ | U.3 | 15.36TB | 1 DWPD | Non-SED | Dual |  | / | V
| SD415T4000​ | U.2 | 15.36TB | 1 DWPD | Non-SED | Dual |  | / | V
| SD415T4010​ | U.3 | 15.36TB | 1 DWPD | SED | Dual |  | / | V
| SD430T4000 | U.3 | 30.72TB | 1 DWPD | Non-SED | Dual |  | / | V
| SD430T4010 | U.3 | 30.72TB | 1 DWPD | SED | Dual |  | / | V
| SD43T24000​​​ | U.3 | 3.2TB | 3 DWPD | Non-SED | Dual |  | / | V
| SD43T24010​​​ | U.3 | 3.2TB | 3 DWPD | SED | Dual |  | / | V
| SD46T44000​​​​ | U.3 | 6.4TB | 3 DWPD | Non-SED | Dual |  | / | V
| SD46T44010​​​​ | U.3 | 6.4TB | 3 DWPD | SED | Dual |  | / | V
| SD412T4000​​​​ | U.3 | 12.8TB | 3 DWPD | Non-SED | Dual |  | / | V
| SD412T4010​​​​ | U.3 | 12.8TB | 3 DWPD | SED | Dual |  | / | V
| SD425T4000 | U.3 | 25.6TB | 3 DWPD | Non-SED | Dual |  | / | V
| SD425T4010 | U.3 | 25.6TB | 3 DWPD | SED | Dual |  | / | V
QSAN MD4 | MD4T5141-00 | M.2 | 512GB | 1 DWPD | Non-SED | Single |  | V | /
| MD41T041-00 | M.2 | 1TB | 1 DWPD | Non-SED | Single |  | V | /
| MD42T041-00 | M.2 | 2TB | 1 DWPD | Non-SED | Single |  | V | /

## Certification
Green font color: Revision content of the current version
Product name | Qualification O.S | Comment
WQHL (http://www.windowsservercatalog.com/results.aspx?text=qsan&bCatID=1282&avc=10&ava=0&OR=5&chtext=&cstext=&csttext=&chbtext=)
XCubeNAS,XCubeNXT,XCubeFAS | Windows Server 2022 x64 | https://www.windowsservercatalog.com/item.aspx?idItem=81E04F2A-EFBB-4A6F-B304-B422DE41BF76&bCatID=1282
XN8126D | Windows Server 2022 x64 | https://www.windowsservercatalog.com/item.aspx?idItem=06124625-59D3-BB1E-1469-AE3D9771E649&bCatID=1282
XN8126D_8C | Windows Server 2022 x64 | https://www.windowsservercatalog.com/item.aspx?idItem=896AAF5C-3A2A-2328-FCC0-7511590417F4&bCatID=1282
XN8126S | Windows Server 2022 x64 | https://www.windowsservercatalog.com/item.aspx?idItem=F96ED76D-E6C2-A7F9-EAA3-F1F87A8FF418&bCatID=1282
XN8126S_8C | Windows Server 2022 x64 | https://www.windowsservercatalog.com/item.aspx?idItem=EDF1EBAB-E2B8-0AE0-4BE6-528AA3B93AD0&bCatID=1282
XN8124D | Windows Server 2022 x64 | https://www.windowsservercatalog.com/item.aspx?idItem=C603EEF6-135D-C7B2-52B5-31B01900B518&bCatID=1282
XN8124D_8C | Windows Server 2022 x64 | https://www.windowsservercatalog.com/item.aspx?idItem=E41CAD9C-397E-83CF-D113-DCA92776D830&bCatID=1282
XN8124S | Windows Server 2022 x64 | https://www.windowsservercatalog.com/item.aspx?idItem=C9D1C3CC-B83A-5B1D-E3BC-FE82D25017A5&bCatID=1282
XN8124S_8C | Windows Server 2022 x64 | https://www.windowsservercatalog.com/item.aspx?idItem=24A0D9D7-3658-CC37-72B0-ADC568F0BEE8&bCatID=1282
XN8116D | Windows Server 2022 x64 | https://www.windowsservercatalog.com/item.aspx?idItem=D772C3A3-042F-57C7-4003-B80A1CA433F6&bCatID=1282
XN8116D_8C | Windows Server 2022 x64 | https://www.windowsservercatalog.com/item.aspx?idItem=EB552A18-DA85-72A0-F5C9-CBCC226800C3&bCatID=1282
XN8116S | Windows Server 2022 x64 | https://www.windowsservercatalog.com/item.aspx?idItem=2AF0F363-6369-F78F-E0A8-A58923C2E95D&bCatID=1282
XN8116S_8C | Windows Server 2022 x64 | https://www.windowsservercatalog.com/item.aspx?idItem=996C3CE5-59DC-6958-33A0-5EE8277B8A11&bCatID=1282
XN8112D | Windows Server 2022 x64 | https://www.windowsservercatalog.com/item.aspx?idItem=97E7041A-2E73-816C-AF37-94774E86AAD5&bCatID=1282
XN8112D_8C | Windows Server 2022 x64 | https://www.windowsservercatalog.com/item.aspx?idItem=190BFB07-D356-BD39-CF8B-0C3C75C7FD09&bCatID=1282
XN8112S | Windows Server 2022 x64 | https://www.windowsservercatalog.com/item.aspx?idItem=72CE355C-72B1-2950-1DDA-EB4865BD80C8&bCatID=1282
XN8112S_8C | Windows Server 2022 x64 | https://www.windowsservercatalog.com/item.aspx?idItem=FA33F6E5-3581-61AC-7EA7-6E422F9DA3EB&bCatID=1282
XN5126D | Windows Server 2022 x64 | https://www.windowsservercatalog.com/item.aspx?idItem=5D84F061-3ECC-4CD2-3BAD-5B67C6654A22&bCatID=1282
XN5126S | Windows Server 2022 x64 | https://www.windowsservercatalog.com/item.aspx?idItem=642BD1D7-7F73-152F-D761-30C1A8CEEB5F&bCatID=1282
XN5124D | Windows Server 2022 x64 | https://www.windowsservercatalog.com/item.aspx?idItem=A410B142-9F25-F547-4D20-B96F3A0A3CB7&bCatID=1282
XN5124S | Windows Server 2022 x64 | https://www.windowsservercatalog.com/item.aspx?idItem=0B5BD258-6984-3285-5DCB-8AEEC5B886B1&bCatID=1282
XN5116D | Windows Server 2022 x64 | https://www.windowsservercatalog.com/item.aspx?idItem=4301D5A8-E980-4005-3149-E274A1917680&bCatID=1282
XN5116S | Windows Server 2022 x64 | https://www.windowsservercatalog.com/item.aspx?idItem=2743A123-680B-19E6-2DB0-546AAF4F26B9&bCatID=1282
XN5112D | Windows Server 2022 x64 | https://www.windowsservercatalog.com/item.aspx?idItem=E7628668-2D3F-5A81-BEFF-D129D5E7D4D6&bCatID=1282
XN5112S | Windows Server 2022 x64 | https://www.windowsservercatalog.com/item.aspx?idItem=6708EAFB-C83B-D25F-37AE-14EDF3486CB2&bCatID=1282
XCubeNAS XN8112R | Windows Server 2022 x64 | https://www.windowsservercatalog.com/item.aspx?idItem=B7511373-7161-2CEC-B31C-6A2845B1BE14&bCatID=1282
XCubeNAS XN8112RE | Windows Server 2022 x64 | https://www.windowsservercatalog.com/item.aspx?idItem=8DCD20FF-08BA-1891-B7D5-4CFC81197119&bCatID=1282
XCubeNAS XN8104R | Windows Server 2022 x64 | https://www.windowsservercatalog.com/item.aspx?idItem=818A2A48-4274-052C-35F1-E1107664D476&bCatID=1282
XCubeNAS XN5112R | Windows Server 2022 x64 | https://www.windowsservercatalog.com/item.aspx?idItem=AC9EB5D0-74C1-382B-B395-05842F050465&bCatID=1282
XCubeNAS XN5112RE | Windows Server 2022 x64 | https://www.windowsservercatalog.com/item.aspx?idItem=2A272EFC-2DFE-50A4-E08C-4072FE21EB40&bCatID=1282
XCubeNAS XN5104R | Windows Server 2022 x64 | https://www.windowsservercatalog.com/item.aspx?idItem=67E1FE8F-FA7F-1919-2C88-3FFBEDFCF19A&bCatID=1282
XCubeNAS XN8024 | Windows Server 2019 x64 | https://www.windowsservercatalog.com/item.aspx?idItem=00B23C2D-0830-C646-A64A-8523F35BB930&bCatID=1282
XCubeNAS XN8016 | Windows Server 2019 x64 | https://www.windowsservercatalog.com/item.aspx?idItem=1DAAF5D1-7A5E-BC7D-DEC6-4D89CF7885E0&bCatID=1282
XCubeNAS XN8012 | Windows Server 2019 x64 | https://www.windowsservercatalog.com/item.aspx?idItem=91E20215-6561-7B57-3287-A1998B59D557&bCatID=1282
XCubeNAS XN7026 | Windows Server 2019 x64 | https://www.windowsservercatalog.com/item.aspx?idItem=1F0F18C4-B508-5EF8-63AA-3015F724FDE0&bCatID=1282
XCubeNAS XN7024 | Windows Server 2019 x64 | https://www.windowsservercatalog.com/item.aspx?idItem=5A98824C-7F1A-7141-CBD4-4ECD2591400B&bCatID=1282
XCubeNAS XN7016 | Windows Server 2019 x64 | https://www.windowsservercatalog.com/item.aspx?idItem=5AC6A33A-587E-041C-D8D7-70F0DC65FAEA&bCatID=1282
XCubeNAS XN7012 | Windows Server 2019 x64 | https://www.windowsservercatalog.com/item.aspx?idItem=70959B0B-8C8A-59F5-A212-8066B2313542&bCatID=1282
XCubeNAS XN5012 | Windows Server 2019 x64 | https://www.windowsservercatalog.com/item.aspx?idItem=6A32CCA1-0541-0AD9-9AE4-2997D5A25582&bCatID=1282
XCubeNXT XN8000D | Windows Server 2019 x64 | https://www.windowsservercatalog.com/item.aspx?idItem=2AECBFCA-64E4-3C99-8D15-ECAEE2A56E1E&bCatID=1282
XCubeNXT XN8024D | Windows Server 2019 x64 | https://www.windowsservercatalog.com/item.aspx?idItem=0BDB711A-9047-3045-F4AC-720686F65951&bCatID=1282
XCubeNXT XN8016D | Windows Server 2019 x64 | https://www.windowsservercatalog.com/item.aspx?idItem=E8E1FE40-67A9-6C71-F2EE-0C85FFFF4AC1&bCatID=1282
XCubeNXT XN8012D | Windows Server 2019 x64 | https://www.windowsservercatalog.com/item.aspx?idItem=B37A8A10-EEA4-FE57-4B3A-1C98593A067D&bCatID=1282
XCubeNAS XN8024R | Windows Server 2016 x64 | https://www.windowsservercatalog.com/item.aspx?idItem=3750DDFD-9868-495C-01CC-F602AA68D1E9&bCatID=1282
XCubeNAS XN8016R | Windows Server 2016 x64 | https://www.windowsservercatalog.com/item.aspx?idItem=B76B0119-3911-D244-878F-9428203839B2&bCatID=1282
XCubeNAS XN8012R | Windows Server 2016 x64 | https://www.windowsservercatalog.com/item.aspx?idItem=9AAC5DA2-8514-0617-3894-C98F5039066E&bCatID=1282
XCubeNAS XN8008R | Windows Server 2016 x64 | https://www.windowsservercatalog.com/item.aspx?idItem=A8FD1648-5591-D35E-477F-AB1F040FEC1C&bCatID=1282
XCubeNAS XN8004R | Windows Server 2016 x64 | https://www.windowsservercatalog.com/item.aspx?idItem=D5658086-29AA-BB2A-6D7A-BADE10593A1D&bCatID=1282
VMware (https://www.vmware.com/resources/compatibility/search.php?deviceCategory=san&partner=360)
XCubeNXT XN8000D | ESXi 8.0 ESXI 8.0 (U1) ESXI 7.0 (U2) ESXI 7.0 (U3) | https://www.vmware.com/resources/compatibility/detail.php?deviceCategory=san&productid=54417&releases_filter=652,589,578,518,508,448,485,428,427,369&deviceCategory=san&details=1&partner=360&isSVA=0&page=4&display_interval=10&sortColumn=Partner&sortOrder=Asc
XN Sereis | ESXi 8.0 ESXI 8.0 (U1) ESXI 7.0 (U2) ESXI 7.0 (U3) | https://www.vmware.com/resources/compatibility/detail.php?deviceCategory=san&productid=46297&releases_filter=652,589,578,518,508,448,485,428,427,369,429,408,367,338&deviceCategory=san&details=1&partner=360&isSVA=0&page=4&display_interval=10&sortColumn=Partner&sortOrder=Asc
XN Sereis | ESXi 8.0 ESXI 8.0 (U1) ESXI 7.0 (U2) ESXI 7.0 (U3) | https://www.vmware.com/resources/compatibility/detail.php?deviceCategory=san&productid=49678&releases_filter=652,589,578,518,508,448,485,428,427,369&deviceCategory=san&details=1&partner=360&isSVA=0&page=5&display_interval=10&sortColumn=Partner&sortOrder=Asc
Citrix (https://citrixready.citrix.com/category-results.html?search=QSAN)
Veeam
XCubeNXT XN5100 | Veeam Backup & Replication 12 | https://www.veeam.com/sys732
XCubeNAS XN8100 | Veeam Backup & Replication 12 | https://www.veeam.com/sys659

## USB extended storage (hidden)
[12 empty] | Skylake | [6 empty] | Apollolake
[11 empty] | Bug ID | XN5004T XN7004T | XN5006T XN7006T | XN5008T XN7008T | XN5004R XN7004R | XN5008R XN5012R XN7008R XN7012R XN8008R XN8012R | Comment | Bug ID | XN3002T | XN3004T | XN3006T | XN3008T | Comment
Vendor | Type | Series | Model | Specification | Quantity | Priority | 採購方式 | Comment | 到貨日期 | 歸還日期

## Software (hidden)
Synology | https://www.synology.com/zh-tw/knowledgebase/DSM/tutorial/Backup_Restore/What_backup_software_does_my_Synology_NAS_support
QNAP | https://www.qnap.com/zh-tw/compatibility/?model=196&category=7
|  | Bug ID | Kabylake | Comment | Bug ID | Apollolake | Comment
Vendor | Type
Acronis True Image | Backup Utility
CA Brightstor ARCserve Backup | Backup Utility
EMC Retrospect | Backup Utility
Symantec Backup Exec | Backup Utility
LaCie Silverkeeper | Backup Utility